{"text_format":"1","workbook":"xlsx","n_sheets":2,"sheets":["Прайс","Акция"],"not_rendered":{"charts":0,"images":1176,"macros":0,"external_links":0,"defined_names":12,"comments":0,"pivot_tables":0},"unopened":[],"bounds":{"document_bytes":16777216,"sheet_cells":100000,"rows_first":2000,"rows_last":500,"rows_between":2000,"halvings":0,"cell_chars":16384,"cell_head_chars":4096},"cells_cut":0,"cells_raw":0,"read":"whole","date_system":"1900"}

{"sheet":"Прайс","index":0,"n_rows":2397,"n_cols":13,"rows_kept":2397,"cut":false,"hidden":false,"merged":[[2358,0,2359,0],[2366,0,2371,0],[2372,0,2379,0],[2395,0,2456,0],[2335,0,2336,0],[2337,0,2338,0],[2339,0,2340,0],[2342,0,2345,0],[2346,0,2351,0],[2352,0,2355,0],[2185,0,2220,0],[2221,0,2256,0],[2257,0,2286,0],[2287,0,2316,0],[2327,0,2329,0],[2330,0,2331,0],[2154,0,2155,0],[2161,0,2162,0],[2167,0,2168,0],[2170,0,2171,0],[2173,0,2174,0],[2180,0,2181,0],[2133,0,2134,0],[2135,0,2137,0],[2145,0,2146,0],[2148,0,2149,0],[2150,0,2151,0],[2152,0,2153,0],[2110,0,2111,0],[2112,0,2113,0],[2118,0,2120,0],[2124,0,2125,0],[2127,0,2128,0],[2129,0,2130,0],[2035,0,2046,0],[2048,0,2059,0],[2060,0,2071,0],[2072,0,2083,0],[2089,0,2091,0],[2093,0,2104,0],[1959,0,1972,0],[1974,0,1985,0],[1986,0,1997,0],[1998,0,2009,0],[2011,0,2022,0],[2023,0,2034,0],[1888,0,1901,0],[1902,0,1915,0],[1916,0,1929,0],[1931,0,1944,0],[1945,0,1946,0],[1947,0,1958,0],[1815,0,1828,0],[1829,0,1841,0],[1845,0,1856,0],[1857,0,1870,0],[1871,0,1872,0],[1873,0,1886,0],[1749,0,1752,0],[1754,0,1767,0],[1768,0,1769,0],[1770,0,1781,0],[1782,0,1795,0],[1801,0,1814,0],[1691,0,1698,0],[1699,0,1712,0],[1713,0,1716,0],[1717,0,1730,0],[1731,0,1734,0],[1735,0,1748,0],[1651,0,1662,0],[1663,0,1666,0],[1667,0,1670,0],[1671,0,1674,0],[1675,0,1682,0],[1683,0,1690,0],[1554,0,1558,0],[1591,0,1602,0],[1603,0,1614,0],[1615,0,1626,0],[1627,0,1638,0],[1639,0,1650,0],[1303,0,1304,0],[1471,0,1472,0],[1473,0,1474,0],[1510,0,1511,0],[1538,0,1539,0],[1552,0,1553,0],[1274,0,1275,0],[1280,0,1281,0],[1290,0,1291,0],[1295,0,1296,0],[1298,0,1299,0],[1300,0,1301,0],[1157,0,1158,0],[1210,0,1211,0],[1262,0,1263,0],[1264,0,1265,0],[1266,0,1267,0],[1268,0,1269,0],[1127,0,1132,0],[1136,0,1139,0],[1147,0,1149,0],[1151,0,1152,0],[1153,0,1154,0],[1155,0,1156,0],[1095,0,1096,0],[1097,0,1098,0],[1100,0,1101,0],[1102,0,1103,0],[1104,0,1105,0],[1123,0,1124,0],[1037,0,1038,0],[1039,0,1040,0],[1056,0,1057,0],[1082,0,1083,0],[1089,0,1090,0],[1091,0,1094,0],[1006,0,1007,0],[1009,0,1010,0],[1012,0,1013,0],[1020,0,1021,0],[1022,0,1024,0],[1026,0,1027,0],[989,0,990,0],[991,0,992,0],[993,0,994,0],[997,0,998,0],[999,0,1000,0],[1004,0,1005,0],[953,0,954,0],[955,0,956,0],[957,0,965,0],[967,0,970,0],[974,0,979,0],[985,0,988,0],[853,0,855,0],[887,0,889,0],[930,0,931,0],[936,0,937,0],[939,0,940,0],[946,0,952,0],[712,0,714,0],[717,0,718,0],[837,0,838,0],[840,0,841,0],[843,0,844,0],[850,0,851,0],[589,0,590,0],[592,0,593,0],[599,0,601,0],[603,0,604,0],[612,0,613,0],[614,0,615,0],[528,0,529,0],[531,0,532,0],[533,0,541,0],[542,0,543,0],[546,0,551,0],[552,0,556,0],[488,0,489,0],[490,0,491,0],[518,0,519,0],[520,0,521,0],[522,0,524,0],[525,0,526,0],[470,0,471,0],[476,0,477,0],[478,0,479,0],[480,0,481,0],[484,0,485,0],[486,0,487,0],[452,0,453,0],[460,0,461,0],[462,0,463,0],[464,0,465,0],[466,0,467,0],[468,0,469,0],[429,0,430,0],[431,0,432,0],[433,0,434,0],[435,0,436,0],[437,0,438,0],[449,0,450,0],[337,0,338,0],[339,0,341,0],[342,0,344,0],[347,0,348,0],[366,0,367,0],[425,0,426,0],[289,0,291,0],[292,0,293,0],[295,0,296,0],[297,0,298,0],[299,0,300,0],[334,0,336,0],[258,0,259,0],[260,0,261,0],[267,0,269,0],[270,0,272,0],[273,0,275,0],[276,0,278,0],[151,0,152,0],[232,0,233,0],[237,0,238,0],[240,0,241,0],[242,0,243,0],[251,0,252,0],[0,3,3,12],[5,5,5,8],[5,9,5,10],[5,11,5,12],[6,0,7,0],[6,3,7,3],[6,4,7,4],[6,5,7,5]]}
["Дата актуальности:",null,null,"На выделенные позиции продукции установлена акционная цена (см. лист «Акция»). Рекомендованная оптовая цена (РОЦ) рассчитана от базовой прайсовой цены и на период действия акции не подлежит изменению, если иное не обусловлено в условиях акции."]
["2025-04-30"]
["Контактный телефон:"]
["+7 (495) 542 22 22"]
["info@iek.ru"]
[null,null,null,null,null,"Упаковка",null,null,null,"Прайсовая",null,"РОЦ"]
["Артикул",null,"Номенклатура","Ед.","Заказная","ТУ","Ктр.","Кратн.","Мин.отгр.","цена с НДС","цена без НДС","цена с НДС","цена без НДС"]
[]
["10. Светотехника"]
["10.01 Источники света"]
["10.01.01 Лампы светодиодные"]
["10.01.01.01.01 Лампы светодиодные \"Груша\" (А60, A80)"]
[null,"LLE-A60-11-230-40-E27-20","Лампа LED A60 груша 11Вт 230В 4000К E27 (20шт/жкхпак) IEK","упак",null,"ГОФРОКОРОБ",4,1,1,1729.36,1441.1333333330001]
[null,"LLE-A60-11-230-65-E27-20","Лампа LED A60 груша 11Вт 230В 6500К E27 (20шт/жкхпак) IEK","упак",null,"ГОФРОКОРОБ",4,1,1,1729.36,1441.1333333330001]
[null,"LLE-A60-11-230-30-E27","Лампа LED A60 груша 11Вт 230В 3000К E27 IEK","шт",null,"ГОФРОКОРОБ",100,10,10,130.54,108.783333333]
[null,"LLE-A60-11-230-40-E27","Лампа LED A60 груша 11Вт 230В 4000К E27 IEK","шт",null,"ГОФРОКОРОБ",100,10,10,130.54,108.783333333,83.545599999999993,69.62133333333334]
[null,"LLE-A60-11-230-65-E27","Лампа LED A60 груша 11Вт 230В 6500К E27 IEK","шт",null,"ГОФРОКОРОБ",100,10,10,130.54,108.783333333,83.545599999999993,69.62133333333334]
[null,"LLE-A60-13-230-30-E27","Лампа LED A60 груша 13Вт 230В 3000К E27 IEK","шт",null,"ГОФРОКОРОБ",100,10,10,148.37,123.64166666600001,94.956800000000001,79.13066666666667]
[null,"LLE-A60-13-230-40-E27","Лампа LED A60 груша 13Вт 230В 4000К E27 IEK","шт",null,"ГОФРОКОРОБ",100,10,10,148.37,123.64166666600001,94.956800000000001,79.13066666666667]
[null,"LLE-A60-13-230-65-E27","Лампа LED A60 груша 13Вт 230В 6500К E27 IEK","шт",null,"ГОФРОКОРОБ",100,10,10,148.37,123.64166666600001,94.956800000000001,79.13066666666667]
[null,"LLE-A60-15-230-30-E27","Лампа LED A60 груша 15Вт 230В 3000К E27 IEK","шт",null,"ГОФРОКОРОБ",100,10,10,182.5,152.08333333300001,116.8,97.333333333333329]
[null,"LLE-A60-15-230-40-E27","Лампа LED A60 груша 15Вт 230В 4000К E27 IEK","шт",null,"ГОФРОКОРОБ",100,10,10,182.5,152.08333333300001,116.8,97.333333333333329]
[null,"LLE-A60-15-230-65-E27","Лампа LED A60 груша 15Вт 230В 6500К E27 IEK","шт",null,"ГОФРОКОРОБ",100,10,10,182.5,152.08333333300001,116.8,97.333333333333329]
[null,"LLE-A60-20-230-30-E27","Лампа LED A70 груша 20Вт 230В 3000К E27 IEK","шт",null,"ГОФРОКОРОБ",100,10,10,226.75,188.95833333300001,145.12,120.93333333333334]
[null,"LLE-A60-20-230-40-E27","Лампа LED A70 груша 20Вт 230В 4000К E27 IEK","шт",null,"ГОФРОКОРОБ",100,10,10,226.75,188.95833333300001,145.12,120.93333333333334]
[null,"LLE-A60-20-230-65-E27","Лампа LED A70 груша 20Вт 230В 6500К E27 IEK","шт",null,"ГОФРОКОРОБ",100,10,10,226.75,188.95833333300001,145.12,120.93333333333334]
[null,"LLE-A60-7-230-30-E27","Лампа LED A60 груша 7Вт 230В 3000К E27 IEK","шт",null,"ГОФРОКОРОБ",100,10,10,124.2,103.5,79.488,66.239999999999995]
[null,"LLE-A60-7-230-40-E27","Лампа LED A60 груша 7Вт 230В 4000К E27 IEK","шт",null,"ГОФРОКОРОБ",100,10,10,124.2,103.5,79.488,66.239999999999995]
[null,"LLE-A60-7-230-65-E27","Лампа LED A60 груша 7Вт 230В 6500К E27 IEK","шт",null,"ГОФРОКОРОБ",100,10,10,124.2,103.5,79.488,66.239999999999995]
[null,"LLE-A60-9-230-30-E27","Лампа LED A60 груша 9Вт 230В 3000К E27 IEK","шт",null,"ГОФРОКОРОБ",100,10,10,128.18,106.816666666]
[null,"LLE-A60-9-230-40-E27","Лампа LED A60 груша 9Вт 230В 4000К E27 IEK","шт",null,"ГОФРОКОРОБ",100,10,10,128.18,106.816666666,82.035200000000003,68.362666666666669]
[null,"LLE-A60-9-230-65-E27","Лампа LED A60 груша 9Вт 230В 6500К E27 IEK","шт",null,"ГОФРОКОРОБ",100,10,10,128.18,106.816666666,82.035200000000003,68.362666666666669]
[null,"LLE-A80-25-230-30-E27","Лампа LED A80 груша 25Вт 230В 3000К E27 IEK","шт",null,"ГОФРОКОРОБ",100,10,10,404.48,337.066666666]
[null,"LLE-A80-25-230-40-E27","Лампа LED A80 груша 25Вт 230В 4000К E27 IEK","шт",null,"ГОФРОКОРОБ",100,10,10,404.48,337.066666666]
[null,"LLE-A80-25-230-65-E27","Лампа LED A80 груша 25Вт 230В 6500К E27 IEK","шт",null,"ГОФРОКОРОБ",100,10,10,404.48,337.066666666,258.86720000000003,215.72266666666667]
["10.01.01.01.02 Лампы светодиодные \"Свеча\"/\"Свеча на ветру\" (C35, CB35)"]
[null,"LLE-C35-07-230-30-E14-3","Лампа LED C35 свеча 7Вт 230В 3000К E14 (3шт/упак) IEK","упак",null,"КОРОБКА/БОКС",40,1,1,229.49,191.24166666599999]
[null,"LLE-C35-5-230-30-E14","Лампа LED C35 свеча 5Вт 230В 3000К E14 IEK","шт",null,"ГОФРОКОРОБ",100,10,10,107.99,89.991666666,69.113600000000005,57.594666666666669]
[null,"LLE-C35-5-230-30-E27","Лампа LED C35 свеча 5Вт 230В 3000К E27 IEK","шт",null,"ГОФРОКОРОБ",100,10,10,107.99,89.991666666,69.113600000000005,57.594666666666669]
[null,"LLE-C35-5-230-40-E14","Лампа LED C35 свеча 5Вт 230В 4000К E14 IEK","шт",null,"ГОФРОКОРОБ",100,10,10,107.99,89.991666666,69.113600000000005,57.594666666666669]
[null,"LLE-C35-5-230-40-E27","Лампа LED C35 свеча 5Вт 230В 4000К E27 IEK","шт",null,"ГОФРОКОРОБ",100,10,10,107.99,89.991666666,69.113600000000005,57.594666666666669]
[null,"LLE-C35-7-230-30-E14","Лампа LED C35 свеча 7Вт 230В 3000К E14 IEK","шт",null,"ГОФРОКОРОБ",100,10,10,116.3,96.916666665999998]
[null,"LLE-C35-7-230-30-E27","Лампа LED C35 свеча 7Вт 230В 3000К E27 IEK","шт",null,"ГОФРОКОРОБ",100,10,10,116.3,96.916666665999998]
[null,"LLE-C35-7-230-40-E14","Лампа LED C35 свеча 7Вт 230В 4000К E14 IEK","шт",null,"ГОФРОКОРОБ",100,10,10,116.3,96.916666665999998]
[null,"LLE-C35-7-230-40-E27","Лампа LED C35 свеча 7Вт 230В 4000К E27 IEK","шт",null,"ГОФРОКОРОБ",100,10,10,116.3,96.916666665999998]
[null,"LLE-C35-9-230-30-E14","Лампа LED C35 свеча 9Вт 230В 3000К E14 IEK","шт",null,"ГОФРОКОРОБ",100,10,10,139.66,116.383333333,89.382400000000004,74.48533333333333]
[null,"LLE-C35-9-230-30-E27","Лампа LED C35 свеча 9Вт 230В 3000К E27 IEK","шт",null,"ГОФРОКОРОБ",100,10,10,139.66,116.383333333,89.382400000000004,74.48533333333333]
[null,"LLE-C35-9-230-40-E14","Лампа LED C35 свеча 9Вт 230В 4000К E14 IEK","шт",null,"ГОФРОКОРОБ",100,10,10,139.66,116.383333333,89.382400000000004,74.48533333333333]
[null,"LLE-C35-9-230-40-E27","Лампа LED C35 свеча 9Вт 230В 4000К E27 IEK","шт",null,"ГОФРОКОРОБ",100,10,10,139.66,116.383333333,89.382400000000004,74.48533333333333]
[null,"LLE-CB35-5-230-30-E14","Лампа LED CB35 свеча на ветру 5Вт 230В 3000К E14 IEK","шт",null,"ГОФРОКОРОБ",100,10,10,124.33,103.608333333,79.571200000000005,66.309333333333328]
[null,"LLE-CB35-5-230-40-E14","Лампа LED CB35 свеча на ветру 5Вт 230В 4000К E14 IEK","шт",null,"ГОФРОКОРОБ",100,10,10,124.33,103.608333333,79.571200000000005,66.309333333333328]
[null,"LLE-CB35-7-230-30-E14","Лампа LED CB35 свеча на ветру 7Вт 230В 3000К E14 IEK","шт",null,"ГОФРОКОРОБ",100,10,10,121.91,101.59166666599999,78.022400000000005,65.018666666666661]
[null,"LLE-CB35-7-230-40-E14","Лампа LED CB35 свеча на ветру 7Вт 230В 4000К E14 IEK","шт",null,"ГОФРОКОРОБ",100,10,10,121.91,101.59166666599999,78.022400000000005,65.018666666666661]
["10.01.01.01.03 Лампы светодиодные \"Шар\" (G45)"]
[null,"LLE-G45-3-230-30-E14","Лампа LED G45 шар 3Вт 230В 3000К E14 IEK","шт",null,"ГОФРОКОРОБ",100,10,10,112.33,93.608333333000004,71.891199999999998,59.909333333333336]
[null,"LLE-G45-3-230-30-E27","Лампа LED G45 шар 3Вт 230В 3000К E27 IEK","шт",null,"ГОФРОКОРОБ",100,10,10,112.33,93.608333333000004,71.891199999999998,59.909333333333336]
[null,"LLE-G45-3-230-40-E14","Лампа LED G45 шар 3Вт 230В 4000К E14 IEK","шт",null,"ГОФРОКОРОБ",100,10,10,112.33,93.608333333000004,71.891199999999998,59.909333333333336]
[null,"LLE-G45-3-230-40-E27","Лампа LED G45 шар 3Вт 230В 4000К E27 IEK","шт",null,"ГОФРОКОРОБ",100,10,10,112.33,93.608333333000004,71.891199999999998,59.909333333333336]
[null,"LLE-G45-5-230-30-E14","Лампа LED G45 шар 5Вт 230В 3000К E14 IEK","шт",null,"ГОФРОКОРОБ",100,10,10,114.4,95.333333332999999,73.215999999999994,61.013333333333335]
[null,"LLE-G45-5-230-30-E27","Лампа LED G45 шар 5Вт 230В 3000К E27 IEK","шт",null,"ГОФРОКОРОБ",100,10,10,114.4,95.333333332999999,73.215999999999994,61.013333333333335]
[null,"LLE-G45-5-230-40-E14","Лампа LED G45 шар 5Вт 230В 4000К E14 IEK","шт",null,"ГОФРОКОРОБ",100,10,10,114.4,95.333333332999999,73.215999999999994,61.013333333333335]
[null,"LLE-G45-5-230-40-E27","Лампа LED G45 шар 5Вт 230В 4000К E27 IEK","шт",null,"ГОФРОКОРОБ",100,10,10,114.4,95.333333332999999,73.215999999999994,61.013333333333335]
[null,"LLE-G45-5-230-65-E27","Лампа LED G45 шар 5Вт 230В 6500К E27 IEK","шт",null,"ГОФРОКОРОБ",100,10,10,114.4,95.333333332999999,73.215999999999994,61.013333333333335]
[null,"LLE-G45-7-230-30-E14","Лампа LED G45 шар 7Вт 230В 3000К E14 IEK","шт",null,"ГОФРОКОРОБ",100,10,10,116.3,96.916666665999998,74.432000000000002,62.026666666666664]
[null,"LLE-G45-7-230-30-E27","Лампа LED G45 шар 7Вт 230В 3000К E27 IEK","шт",null,"ГОФРОКОРОБ",100,10,10,116.3,96.916666665999998,74.432000000000002,62.026666666666664]
[null,"LLE-G45-7-230-40-E14","Лампа LED G45 шар 7Вт 230В 4000К E14 IEK","шт",null,"ГОФРОКОРОБ",100,10,10,116.3,96.916666665999998,74.432000000000002,62.026666666666664]
[null,"LLE-G45-7-230-40-E27","Лампа LED G45 шар 7Вт 230В 4000К E27 IEK","шт",null,"ГОФРОКОРОБ",100,10,10,116.3,96.916666665999998]
[null,"LLE-G45-7-230-65-E27","Лампа LED G45 шар 7Вт 230В 6500К E27 IEK","шт",null,"ГОФРОКОРОБ",100,10,10,116.3,96.916666665999998,74.432000000000002,62.026666666666664]
[null,"LLE-G45-9-230-30-E14","Лампа LED G45 шар 9Вт 230В 3000К E14 IEK","шт",null,"ГОФРОКОРОБ",100,10,10,139.66,116.383333333,89.382400000000004,74.48533333333333]
[null,"LLE-G45-9-230-30-E27","Лампа LED G45 шар 9Вт 230В 3000К E27 IEK","шт",null,"ГОФРОКОРОБ",100,10,10,139.66,116.383333333,89.382400000000004,74.48533333333333]
[null,"LLE-G45-9-230-40-E14","Лампа LED G45 шар 9Вт 230В 4000К E14 IEK","шт",null,"ГОФРОКОРОБ",100,10,10,139.66,116.383333333,89.382400000000004,74.48533333333333]
[null,"LLE-G45-9-230-40-E27","Лампа LED G45 шар 9Вт 230В 4000К E27 IEK","шт",null,"ГОФРОКОРОБ",100,10,10,139.66,116.383333333,89.382400000000004,74.48533333333333]
[null,"LLE-G45-9-230-65-E27","Лампа LED G45 шар 9Вт 230В 6500К E27 IEK","шт",null,"ГОФРОКОРОБ",100,10,10,139.66,116.383333333,89.382400000000004,74.48533333333333]
["10.01.01.01.04 Лампы светодиодные \"Софит\" (MR16, PAR16)"]
[null,"LLE-PAR16L-07-230-40-GU10","Лампа LED PAR16 Lens софит 7Вт 230В 4000К GU10 IEK","шт",null,"ГОФРОКОРОБ",200,10,10,141.56,117.96666666599999,90.598399999999998,75.498666666666665]
[null,"LLE-MR16-5-230-30-GU5","Лампа LED MR16 софит 5Вт 230В 3000К GU5.3 IEK","шт",null,"ГОФРОКОРОБ",200,10,10,130.44999999999999,108.708333333,83.488,69.573333333333338]
[null,"LLE-MR16-5-230-40-GU5","Лампа LED MR16 софит 5Вт 230В 4000К GU5.3 IEK","шт",null,"ГОФРОКОРОБ",200,10,10,130.44999999999999,108.708333333,83.488,69.573333333333338]
[null,"LLE-MR16-5-230-65-GU5","Лампа LED MR16 софит 5Вт 230В 6500К GU5.3 IEK","шт",null,"ГОФРОКОРОБ",200,10,10,130.44999999999999,108.708333333,83.488,69.573333333333338]
[null,"LLE-MR16-7-230-30-GU5","Лампа LED MR16 софит 7Вт 230В 3000К GU5.3 IEK","шт",null,"ГОФРОКОРОБ",200,10,10,142.68,118.9,91.315200000000004,76.096000000000004]
[null,"LLE-MR16-7-230-40-GU5","Лампа LED MR16 софит 7Вт 230В 4000К GU5.3 IEK","шт",null,"ГОФРОКОРОБ",200,10,10,142.68,118.9,91.315200000000004,76.096000000000004]
[null,"LLE-MR16-7-230-65-GU5","Лампа LED MR16 софит 7Вт 230В 6500К GU5.3 IEK","шт",null,"ГОФРОКОРОБ",200,10,10,142.68,118.9,91.315200000000004,76.096000000000004]
[null,"LLE-MR16-9-230-30-GU5","Лампа LED MR16 софит 9Вт 230В 3000К GU5.3 IEK","шт",null,"ГОФРОКОРОБ",200,10,10,151.88,126.566666666,97.203199999999995,81.00266666666667]
[null,"LLE-MR16-9-230-40-GU5","Лампа LED MR16 софит 9Вт 230В 4000К GU5.3 IEK","шт",null,"ГОФРОКОРОБ",200,10,10,151.88,126.566666666,97.203199999999995,81.00266666666667]
[null,"LLE-MR16-9-230-65-GU5","Лампа LED MR16 софит 9Вт 230В 6500К GU5.3 IEK","шт",null,"ГОФРОКОРОБ",200,10,10,144.28,120.233333333,92.339200000000005,76.949333333333328]
[null,"LLE-PAR16-5-230-30-GU10","Лампа LED PAR16 софит 5Вт 230В 3000К GU10 IEK","шт",null,"ГОФРОКОРОБ",200,10,10,130.44999999999999,108.708333333,83.488,69.573333333333338]
[null,"LLE-PAR16-5-230-40-GU10","Лампа LED PAR16 софит 5Вт 230В 4000К GU10 IEK","шт",null,"ГОФРОКОРОБ",200,10,10,130.44999999999999,108.708333333,83.488,69.573333333333338]
[null,"LLE-PAR16-7-230-30-GU10","Лампа LED PAR16 софит 7Вт 230В 3000К GU10 IEK","шт",null,"ГОФРОКОРОБ",200,10,10,142.68,118.9,91.315200000000004,76.096000000000004]
[null,"LLE-PAR16-7-230-40-GU10","Лампа LED PAR16 софит 7Вт 230В 4000К GU10 IEK","шт",null,"ГОФРОКОРОБ",200,10,10,142.68,118.9,91.315200000000004,76.096000000000004]
["10.01.01.01.05 Лампы светодиодные \"Рефлектор\" (R39, R50, R63)"]
[null,"LLE-R39-3-230-30-E14","Лампа LED R39 рефлектор 3Вт 230В 3000К E14 IEK","шт",null,"ГОФРОКОРОБ",100,10,10,147.96,123.3,94.694400000000002,78.912000000000006]
[null,"LLE-R39-3-230-40-E14","Лампа LED R39 рефлектор 3Вт 230В 4000К E14 IEK","шт",null,"ГОФРОКОРОБ",100,10,10,147.96,123.3,94.694400000000002,78.912000000000006]
[null,"LLE-R50-5-230-30-E14","Лампа LED R50 рефлектор 5Вт 230В 3000К E14 IEK","шт",null,"ГОФРОКОРОБ",100,10,10,155.05000000000001,129.20833333300001,99.231999999999999,82.693333333333328]
[null,"LLE-R50-5-230-40-E14","Лампа LED R50 рефлектор 5Вт 230В 4000К E14 IEK","шт",null,"ГОФРОКОРОБ",100,10,10,155.05000000000001,129.20833333300001,99.231999999999999,82.693333333333328]
[null,"LLE-R63-8-230-30-E27","Лампа LED R63 рефлектор 8Вт 230В 3000К E27 IEK","шт",null,"ГОФРОКОРОБ",100,10,10,197.35,164.45833333300001,126.304,105.25333333333333]
[null,"LLE-R63-8-230-40-E27","Лампа LED R63 рефлектор 8Вт 230В 4000К E27 IEK","шт",null,"ГОФРОКОРОБ",100,10,10,197.35,164.45833333300001,126.304,105.25333333333333]
["10.01.01.01.06 Лампы светодиодные \"Таблетка\" (GX53, GX70)"]
[null,"LLE-T110-15-230-40-GX70","Лампа LED T110 таблетка 15Вт 230В 4000К GX70 IEK","шт",null,"КОРОБКА/БОКС",50,10,10,464.92,387.43333333300001,297.54880000000003,247.95733333333334]
[null,"LLE-T110-12-230-40-GX70","Лампа LED T110 таблетка 12Вт 230В 4000К GX70 IEK","шт",null,"КОРОБКА/БОКС",50,10,10,402.34,335.28333333299997,257.49759999999998,214.58133333333333]
[null,"LLE-T110-18-230-40-GX70","Лампа LED T110 таблетка 18Вт 230В 4000К GX70 IEK","шт",null,"КОРОБКА/БОКС",50,10,10,500.68,417.23333333300002,320.43520000000001,267.02933333333334]
[null,"LLE-T110-20-230-40-GX70","Лампа LED T110 таблетка 20Вт 230В 4000К GX70 IEK","шт",null,"КОРОБКА/БОКС",50,10,10,536.44000000000005,447.03333333299997,343.32159999999999,286.10133333333334]
[null,"LLE-T80-10-230-30-GX53","Лампа LED T75 таблетка 10Вт 230В 3000К GX53 IEK","шт",null,"ГОФРОКОРОБ",100,10,10,157.41999999999999,131.18333333300001,100.7488,83.957333333333338]
[null,"LLE-T80-10-230-40-GX53","Лампа LED T75 таблетка 10Вт 230В 4000К GX53 IEK","шт",null,"ГОФРОКОРОБ",100,10,10,157.41999999999999,131.18333333300001,100.7488,83.957333333333338]
[null,"LLE-T80-10-230-65-GX53","Лампа LED T75 таблетка 10Вт 230В 6500К GX53 IEK","шт",null,"ГОФРОКОРОБ",100,10,10,157.41999999999999,131.18333333300001,100.7488,83.957333333333338]
[null,"LLE-T80-12-230-30-GX53","Лампа LED T75 таблетка 12Вт 230В 3000К GX53 IEK","шт",null,"ГОФРОКОРОБ",100,10,10,180.25,150.20833333300001,115.36,96.13333333333334]
[null,"LLE-T80-12-230-40-GX53","Лампа LED T75 таблетка 12Вт 230В 4000К GX53 IEK","шт",null,"ГОФРОКОРОБ",100,10,10,180.25,150.20833333300001,115.36,96.13333333333334]
[null,"LLE-T80-12-230-65-GX53","Лампа LED T75 таблетка 12Вт 230В 6500К GX53 IEK","шт",null,"ГОФРОКОРОБ",100,10,10,180.25,150.20833333300001,115.36,96.13333333333334]
[null,"LLE-T80-15-230-30-GX53","Лампа LED T75 таблетка 15Вт 230В 3000К GX53 IEK","шт",null,"ГОФРОКОРОБ",100,10,10,205.38,171.15,131.44319999999999,109.536]
[null,"LLE-T80-15-230-40-GX53","Лампа LED T75 таблетка 15Вт 230В 4000К GX53 IEK","шт",null,"ГОФРОКОРОБ",100,10,10,205.38,171.15,131.44319999999999,109.536]
[null,"LLE-T80-15-230-65-GX53","Лампа LED T75 таблетка 15Вт 230В 6500К GX53 IEK","шт",null,"ГОФРОКОРОБ",100,10,10,205.38,171.15,131.44319999999999,109.536]
[null,"LLE-T80-6-230-30-GX53","Лампа LED T75 таблетка 6Вт 230В 3000К GX53 IEK","шт",null,"ГОФРОКОРОБ",100,10,10,118.67,98.891666666000006,75.948800000000006,63.290666666666667]
[null,"LLE-T80-6-230-40-GX53","Лампа LED T75 таблетка 6Вт 230В 4000К GX53 IEK","шт",null,"ГОФРОКОРОБ",100,10,10,118.67,98.891666666000006,75.948800000000006,63.290666666666667]
[null,"LLE-T80-6-230-65-GX53","Лампа LED T75 таблетка 6Вт 230В 6500К GX53 IEK","шт",null,"ГОФРОКОРОБ",100,10,10,118.67,98.891666666000006,75.948800000000006,63.290666666666667]
[null,"LLE-T80-8-230-30-GX53","Лампа LED T75 таблетка 8Вт 230В 3000К GX53 IEK","шт",null,"ГОФРОКОРОБ",100,10,10,136.9,114.083333333,87.616,73.013333333333335]
[null,"LLE-T80-8-230-40-GX53","Лампа LED T75 таблетка 8Вт 230В 4000К GX53 IEK","шт",null,"ГОФРОКОРОБ",100,10,10,136.9,114.083333333,87.616,73.013333333333335]
[null,"LLE-T80-8-230-65-GX53","Лампа LED T75 таблетка 8Вт 230В 6500К GX53 IEK","шт",null,"ГОФРОКОРОБ",100,10,10,136.9,114.083333333,87.616,73.013333333333335]
["10.01.01.01.07 Капсульные лампы (G4, G9)"]
[null,"LLE-COB-3-230-30-G4","Лампа LED COB капсула 3Вт 230В 3000К керамика G4 IEK","шт",null,"КОРОБКА/БОКС",1000,10,10,160.72,133.93333333300001]
[null,"LLE-COB-3-230-40-G4","Лампа LED COB капсула 3Вт 230В 4000К керамика G4 IEK","шт",null,"КОРОБКА/БОКС",1000,10,10,160.72,133.93333333300001]
[null,"LLE-CORN-3-012-30-G4","Лампа LED CORN капсула 3Вт 12В 3000К керамика G4 IEK","шт",null,"КОРОБКА/БОКС",1000,10,10,142.84,119.033333333]
[null,"LLE-CORN-3-012-40-G4","Лампа LED CORN капсула 3Вт 12В 4000К керамика G4 IEK","шт",null,"КОРОБКА/БОКС",1000,10,10,142.84,119.033333333]
[null,"LLE-CORN-4-230-30-G4","Лампа LED CORN капсула 3,5Вт 230В 3000К керамика G4 IEK","шт",null,"КОРОБКА/БОКС",500,10,10,124.97,104.14166666600001]
[null,"LLE-CORN-4-230-30-G9","Лампа LED CORN капсула 3,5Вт 230В 3000К керамика G9 IEK","шт",null,"КОРОБКА/БОКС",500,10,10,124.97,104.14166666600001]
[null,"LLE-CORN-4-230-40-G4","Лампа LED CORN капсула 3,5Вт 230В 4000К керамика G4 IEK","шт",null,"КОРОБКА/БОКС",500,10,10,119.02,99.183333332999993]
[null,"LLE-CORN-4-230-40-G9","Лампа LED CORN капсула 3,5Вт 230В 4000К керамика G9 IEK","шт",null,"КОРОБКА/БОКС",500,10,10,124.97,104.14166666600001,79.980800000000002,66.650666666666666]
[null,"LLE-CORN-5-012-30-G4","Лампа LED CORN капсула 5Вт 12В 3000К керамика G4 IEK","шт",null,"КОРОБКА/БОКС",500,10,10,160.72,133.93333333300001,102.8608,85.717333333333329]
[null,"LLE-CORN-5-012-40-G4","Лампа LED CORN капсула 5Вт 12В 4000К керамика G4 IEK","шт",null,"КОРОБКА/БОКС",500,10,10,160.72,133.93333333300001,102.8608,85.717333333333329]
[null,"LLE-CORN-5-230-30-E14","Лампа LED CORN капсула 5Вт 230В 3000К керамика E14 IEK","шт",null,"КОРОБКА/БОКС",500,10,10,160.72,133.93333333300001]
[null,"LLE-CORN-5-230-30-G4","Лампа LED CORN капсула 5Вт 230В 3000К керамика G4 IEK","шт",null,"КОРОБКА/БОКС",500,10,10,160.72,133.93333333300001,102.8608,85.717333333333329]
[null,"LLE-CORN-5-230-30-G9","Лампа LED CORN капсула 5Вт 230В 3000К керамика G9 IEK","шт",null,"КОРОБКА/БОКС",500,10,10,160.72,133.93333333300001,102.8608,85.717333333333329]
[null,"LLE-CORN-5-230-40-E14","Лампа LED CORN капсула 5Вт 230В 4000К керамика E14 IEK","шт",null,"КОРОБКА/БОКС",500,10,10,160.72,133.93333333300001,102.8608,85.717333333333329]
[null,"LLE-CORN-5-230-40-G4","Лампа LED CORN капсула 5Вт 230В 4000К керамика G4 IEK","шт",null,"КОРОБКА/БОКС",500,10,10,160.72,133.93333333300001,102.8608,85.717333333333329]
[null,"LLE-CORN-5-230-40-G9","Лампа LED CORN капсула 5Вт 230В 4000К керамика G9 IEK","шт",null,"КОРОБКА/БОКС",500,10,10,160.72,133.93333333300001,102.8608,85.717333333333329]
[null,"LLE-CORN-7-230-30-E14","Лампа LED CORN капсула 7Вт 230В 3000К керамика E14 IEK","шт",null,"КОРОБКА/БОКС",500,10,10,178.54,148.783333333]
[null,"LLE-CORN-7-230-30-G9","Лампа LED CORN капсула 7Вт 230В 3000К керамика G9 IEK","шт",null,"КОРОБКА/БОКС",500,10,10,178.54,148.783333333,114.26560000000001,95.221333333333334]
[null,"LLE-CORN-7-230-40-E14","Лампа LED CORN капсула 7Вт 230В 4000К керамика E14 IEK","шт",null,"КОРОБКА/БОКС",500,10,10,178.54,148.783333333,114.26560000000001,95.221333333333334]
[null,"LLE-CORN-7-230-40-G9","Лампа LED CORN капсула 7Вт 230В 4000К керамика G9 IEK","шт",null,"КОРОБКА/БОКС",500,10,10,178.54,148.783333333,114.26560000000001,95.221333333333334]
[null,"LLE-CORN-9-230-30-G9","Лампа LED CORN капсула 9Вт 230В 3000К керамика G9 IEK","шт",null,"КОРОБКА/БОКС",500,10,10,267.82,223.18333333300001,171.40479999999999,142.83733333333333]
[null,"LLE-CORN-9-230-40-G9","Лампа LED CORN капсула 9Вт 230В 4000К керамика G9 IEK","шт",null,"КОРОБКА/БОКС",500,10,10,267.82,223.18333333300001]
["10.01.01.01.08 Мощные светодиодные лампы (НР)"]
[null,"LLE-HP-100-230-65-E40","Лампа LED HP 100Вт 230В 6500К E40 IEK","шт",null,"КОРОБКА/БОКС",8,1,1,3752.05,3126.7083333330002,2401.3119999999999,2001.0933333333332]
[null,"LLE-HP-120-230-65-E40","Лампа LED HP 120Вт 230В 6500К E40 IEK","шт",null,"КОРОБКА/БОКС",8,1,1,3858.62,3215.5166666660002]
[null,"LLE-HP-160-230-65-E40","Лампа LED HP 160Вт 120град 230В 6500К E40 IEK","шт",null,"КОРОБКА/БОКС",4,1,1,6677.71,5564.7583333330003]
[null,"LLE-HP-65-230-40-E40","Лампа LED HP 65Вт 230В 4000К E40 IEK","шт",null,"КОРОБКА/БОКС",6,1,1,1838.11,1531.7583333330001,1176.3904,980.32533333333333]
[null,"LLE-HP-65-230-65-E40","Лампа LED HP 65Вт 230В 6500К E40 IEK","шт",null,"КОРОБКА/БОКС",6,1,1,1838.11,1531.7583333330001,1176.3904,980.32533333333333]
[null,"LLE-HP-80-230-65-E40","Лампа LED HP 80Вт 230В 6500К E40 IEK","шт",null,"КОРОБКА/БОКС",8,1,1,2541.35,2117.7916666659999,1626.4639999999999,1355.3866666666668]
[null,"LLE-HPR-035-230-50-E40","Лампа LED HP 35Вт 120град 230В 5000К E40 пов. цоколь IEK","шт",null,"КОРОБКА/БОКС",20,1,1,2535.6999999999998,2113.0833333330002,1622.848,1352.3733333333332]
[null,"LLE-HP-30-230-40-E27","Лампа LED HP 30Вт 230В 4000К E27 IEK","шт",null,"ГОФРОКОРОБ",20,1,1,522.66999999999996,435.55833333300001,334.50880000000001,278.75733333333335]
[null,"LLE-HP-30-230-65-E27","Лампа LED HP 30Вт 230В 6500К E27 IEK","шт",null,"ГОФРОКОРОБ",20,1,1,522.66999999999996,435.55833333300001,334.50880000000001,278.75733333333335]
[null,"LLE-HP-50-230-40-E27","Лампа LED HP 50Вт 230В 4000К E27 IEK","шт",null,"ГОФРОКОРОБ",10,1,1,1253.29,1044.408333333,802.10559999999998,668.42133333333334]
[null,"LLE-HP-50-230-65-E40","Лампа LED HP 50Вт 230В 6500К E40 IEK","шт",null,"ГОФРОКОРОБ",10,1,1,1253.29,1044.408333333,802.10559999999998,668.42133333333334]
["10.01.01.01.09 Линейные светодиодные лампы (T8)"]
[null,"LLE-T8R-30-230-65-G13","Лампа LED T8 линейная 30Вт 3000лм 230В 6500К 1200мм G13 IEK","шт",null,"КОРОБКА/БОКС",20,20,20,494.34,411.95,316.37759999999997,263.64800000000002]
[null,"LLE-T8R-40-230-65-G13","Лампа LED T8 линейная 40Вт 4000лм 230В 6500К 1200мм G13 IEK","шт",null,"КОРОБКА/БОКС",20,20,20,640.4,533.66666666599997,409.85599999999999,341.54666666666668]
[null,"LLE-T8R-13-230-40-G13","Лампа LED T8 линейная 13Вт 1300лм 230В 4000К 600мм G13 IEK","шт",null,"КОРОБКА/БОКС",20,20,20,306.73,255.60833333299999,196.30719999999999,163.58933333333334]
[null,"LLE-T8R-13-230-65-G13","Лампа LED T8 линейная 13Вт 1300лм 230В 6500К 600мм G13 IEK","шт",null,"КОРОБКА/БОКС",20,20,20,306.73,255.60833333299999,196.30719999999999,163.58933333333334]
[null,"LLE-T8R-25-230-40-G13","Лампа LED T8 линейная 25Вт 2500лм 230В 4000К 1200мм G13 IEK","шт",null,"КОРОБКА/БОКС",20,20,20,412.9,344.08333333299998,264.25599999999997,220.21333333333334]
[null,"LLE-T8R-25-230-65-G13","Лампа LED T8 линейная 25Вт 2500лм 230В 6500К 1200мм G13 IEK","шт",null,"КОРОБКА/БОКС",20,20,20,412.9,344.08333333299998,264.25599999999997,220.21333333333334]
[null,"LLE-T8-10-230-40-G13","Лампа LED T8 линейная 10Вт 230В 4000К 600мм G13 IEK","шт",null,"ГОФРОКОРОБ",20,20,20,224.2,186.83333333300001,143.488,119.57333333333334]
[null,"LLE-T8-10-230-65-G13","Лампа LED T8 линейная 10Вт 230В 6500К 600мм G13 IEK","шт",null,"ГОФРОКОРОБ",20,20,20,224.2,186.83333333300001,143.488,119.57333333333334]
[null,"LLE-T8R-10-230-40-G13","Лампа LED T8 линейная 10Вт 1000Лм 230В 4000К 600мм G13 IEK","шт",null,"КОРОБКА/БОКС",20,20,20,285.88,238.23333333299999,182.9632,152.46933333333334]
[null,"LLE-T8R-10-230-65-G13","Лампа LED T8 линейная 10Вт 1000Лм 230В 6500К 600мм G13 IEK","шт",null,"КОРОБКА/БОКС",20,20,20,285.88,238.23333333299999,182.9632,152.46933333333334]
[null,"LLE-T8-18-230-40-G13","Лампа LED T8 линейная 18Вт 230В 4000К 1200мм G13 IEK","шт",null,"ГОФРОКОРОБ",20,20,20,257.2,214.33333333300001,164.608,137.17333333333335]
[null,"LLE-T8-18-230-65-G13","Лампа LED T8 линейная 18Вт 230В 6500К 1200мм G13 IEK","шт",null,"ГОФРОКОРОБ",20,20,20,257.2,214.33333333300001,164.608,137.17333333333335]
[null,"LLE-T8R-20-230-40-G13","Лампа LED T8 линейная 20Вт 2000Лм 230В 4000К 1200мм G13 IEK","шт",null,"КОРОБКА/БОКС",20,20,20,342.38,285.316666666,219.1232,182.60266666666666]
[null,"LLE-T8R-20-230-65-G13","Лампа LED T8 линейная 20Вт 2000Лм 230В 6500К 1200мм G13 IEK","шт",null,"КОРОБКА/БОКС",20,20,20,342.38,285.316666666,219.1232,182.60266666666666]
[null,"LLE-T8-24-230-40-G13","Лампа LED T8 линейная 24Вт 230В 4000К 1500мм G13 IEK","шт",null,"КОРОБКА/БОКС",20,20,20,516.98,430.816666666,330.86720000000003,275.72266666666667]
[null,"LLE-T8-24-230-65-G13","Лампа LED T8 линейная 24Вт 230В 6500К 1500мм G13 IEK","шт",null,"КОРОБКА/БОКС",20,20,20,516.98,430.816666666,330.86720000000003,275.72266666666667]
["10.01.01.01.10 Низковольтные светодиодные лампы"]
[null,"LLE-A60-08-12-24-40-E27","Лампа LED A60 груша 8Вт 12-24В 4000К E27 IEK","шт",null,"КОРОБКА/БОКС",100,10,10,388.81,324.008333333,248.83840000000001,207.36533333333333]
[null,"LLE-A60-08-24-48-40-E27","Лампа LED A60 груша 8Вт 24-48В 4000К E27 IEK","шт",null,"КОРОБКА/БОКС",100,10,10,388.81,324.008333333,248.83840000000001,207.36533333333333]
[null,"LLE-A60-12-12-24-40-E27","Лампа LED A60 груша 12Вт 12-24В 4000К E27 IEK","шт",null,"КОРОБКА/БОКС",100,10,10,444.37,370.30833333300001,284.39679999999998,236.99733333333333]
[null,"LLE-A60-12-24-48-40-E27","Лампа LED A60 груша 12Вт 24-48В 4000К E27 IEK","шт",null,"КОРОБКА/БОКС",100,10,10,444.37,370.30833333300001,284.39679999999998,236.99733333333333]
[null,"LLE-MR16-08-12-24-40-GU5","Лампа LED MR16 софит 8Вт 12-24В 4000К GU5,3 IEK","шт",null,"КОРОБКА/БОКС",200,10,10,416.04,346.7,266.26560000000001,221.88800000000001]
["10.01.01.01.11 Комплекты ПРОМО со светодиодными лампами"]
[null,"LLE-BOX-MIX","Набор ламп Честные ватты IEK","шт",null,"КОРОБКА/БОКС",1,1,1,17071.64,14226.366666665999,10925.8496,9104.8746666666666]
[null,"LLE-HP-120-65-E40-EPC30","Лампа LED HP 120Вт 6500К E40 с патроном подвес. керам. IEK","компл","Заказная","КОРОБКА/БОКС",8,1,1,4168.4799999999996,3473.7333333329998]
[null,"LLE-HP-160-65-E40-EPC30","Лампа LED HP 160Вт 6500К E40 с патроном подвес. керам. IEK","компл","Заказная","КОРОБКА/БОКС",4,1,1,6899.14,5749.283333333,4415.4495999999999,3679.5413333333331]
["10.01.01.02.01 Лампы светодиодные 360° \"Груша\" (A60)"]
[null,"LLF-A60-11-230-30-E27-CL","Лампа LED A60 груша проз. 11Вт 230В 3000К E27 серия 360° IEK","шт",null,"КОРОБКА/БОКС",100,10,10,284.2,236.83333333300001]
[null,"LLF-A60-11-230-30-E27-FR","Лампа LED A60 груша мат. 11Вт 230В 3000К E27 серия 360° IEK","шт",null,"КОРОБКА/БОКС",100,10,10,298.39999999999998,248.666666666]
[null,"LLF-A60-11-230-40-E27-CL","Лампа LED A60 груша проз. 11Вт 230В 4000К E27 серия 360° IEK","шт",null,"КОРОБКА/БОКС",100,10,10,284.2,236.83333333300001,181.88800000000001,151.57333333333332]
[null,"LLF-A60-11-230-40-E27-FR","Лампа LED A60 груша мат. 11Вт 230В 4000К E27 серия 360° IEK","шт",null,"КОРОБКА/БОКС",100,10,10,298.39999999999998,248.666666666]
[null,"LLF-A60-11-230-65-E27-CL","Лампа LED A60 груша проз. 11Вт 230В 6500К E27 серия 360° IEK","шт",null,"КОРОБКА/БОКС",100,10,10,284.2,236.83333333300001,181.88800000000001,151.57333333333332]
[null,"LLF-A60-7-230-30-E27-CL","Лампа LED A60 груша прозр. 7Вт 230В 3000К E27 серия 360° IEK","шт",null,"КОРОБКА/БОКС",100,10,10,170.53,142.10833333299999,109.1392,90.949333333333328]
[null,"LLF-A60-7-230-40-E27-CL","Лампа LED A60 груша прозр. 7Вт 230В 4000К E27 серия 360° IEK","шт",null,"КОРОБКА/БОКС",100,10,10,170.53,142.10833333299999,109.1392,90.949333333333328]
[null,"LLF-A60-7-230-65-E27-CL","Лампа LED A60 груша прозр. 7Вт 230В 6500К E27 серия 360° IEK","шт",null,"КОРОБКА/БОКС",100,10,10,170.53,142.10833333299999]
[null,"LLF-A60-9-230-30-E27-CL","Лампа LED A60 груша прозр. 9Вт 230В 3000К E27 серия 360° IEK","шт",null,"КОРОБКА/БОКС",100,10,10,193.25,161.041666666,123.68,103.06666666666666]
[null,"LLF-A60-9-230-40-E27-CL","Лампа LED A60 груша прозр. 9Вт 230В 4000К E27 серия 360° IEK","шт",null,"КОРОБКА/БОКС",100,10,10,193.25,161.041666666,123.68,103.06666666666666]
[null,"LLF-A60-9-230-65-E27-CL","Лампа LED A60 груша прозр. 9Вт 230В 6500К E27 серия 360° IEK","шт",null,"КОРОБКА/БОКС",100,10,10,193.25,161.041666666,123.68,103.06666666666666]
[null,"LLF-A60-11-230-30-E27-CLG","Лампа LED A60 груша зол. 11Вт 230В 2700К E27 серия 360° IEK","шт",null,"КОРОБКА/БОКС",100,10,10,328.44,273.7,210.20160000000001,175.16800000000001]
[null,"LLF-A60-9-230-30-E27-CLG","Лампа LED A60 груша золото 9Вт 230В 2700К E27 серия 360° IEK","шт",null,"КОРОБКА/БОКС",100,10,10,273.73,228.10833333299999]
["10.01.01.02.02 Лампы светодиодные 360° \"Свеча\", \"Свеча на ветру\", \"Свеча витая\" (C35, CB35, CT35)"]
[null,"LLF-C35-5-230-30-E14-CL","Лампа LED C35 свеча прозр. 5Вт 230В 3000К E14 серия 360° IEK","шт",null,"КОРОБКА/БОКС",100,10,10,139.27000000000001,116.05833333299999,89.132800000000003,74.277333333333331]
[null,"LLF-C35-5-230-30-E27-CL","Лампа LED C35 свеча прозр. 5Вт 230В 3000К E27 серия 360° IEK","шт",null,"КОРОБКА/БОКС",100,10,10,139.27000000000001,116.05833333299999]
[null,"LLF-C35-5-230-40-E14-CL","Лампа LED C35 свеча прозр. 5Вт 230В 4000К E14 серия 360° IEK","шт",null,"КОРОБКА/БОКС",100,10,10,139.27000000000001,116.05833333299999,89.132800000000003,74.277333333333331]
[null,"LLF-C35-5-230-40-E27-CL","Лампа LED C35 свеча прозр. 5Вт 230В 4000К E27 серия 360° IEK","шт",null,"КОРОБКА/БОКС",100,10,10,139.27000000000001,116.05833333299999]
[null,"LLF-C35-7-230-30-E14-CL","Лампа LED C35 свеча прозр. 7Вт 230В 3000К E14 серия 360° IEK","шт",null,"КОРОБКА/БОКС",100,10,10,156.31,130.258333333,100.0384,83.365333333333339]
[null,"LLF-C35-7-230-30-E14-FR","Лампа LED C35 свеча матов. 7Вт 230В 3000К E14 серия 360° IEK","шт",null,"КОРОБКА/БОКС",100,10,10,167.74,139.783333333]
[null,"LLF-C35-7-230-30-E27-CL","Лампа LED C35 свеча прозр. 7Вт 230В 3000К E27 серия 360° IEK","шт",null,"КОРОБКА/БОКС",100,10,10,156.31,130.258333333,100.0384,83.365333333333339]
[null,"LLF-C35-7-230-30-E27-FR","Лампа LED C35 свеча матов. 7Вт 230В 3000К E27 серия 360° IEK","шт",null,"КОРОБКА/БОКС",100,10,10,167.74,139.783333333]
[null,"LLF-C35-7-230-40-E14-CL","Лампа LED C35 свеча прозр. 7Вт 230В 4000К E14 серия 360° IEK","шт",null,"КОРОБКА/БОКС",100,10,10,156.31,130.258333333,100.0384,83.365333333333339]
[null,"LLF-C35-7-230-40-E14-FR","Лампа LED C35 свеча матов. 7Вт 230В 4000К E14 серия 360° IEK","шт",null,"КОРОБКА/БОКС",100,10,10,167.74,139.783333333]
[null,"LLF-C35-7-230-40-E27-CL","Лампа LED C35 свеча прозр. 7Вт 230В 4000К E27 серия 360° IEK","шт",null,"КОРОБКА/БОКС",100,10,10,156.31,130.258333333,100.0384,83.365333333333339]
[null,"LLF-C35-5-230-30-E14-CLG","Лампа LED C35 свеча золото 5Вт 230В 2700К E14 серия 360° IEK","шт",null,"КОРОБКА/БОКС",100,10,10,215.93,179.941666666]
[null,"LLF-C35-7-230-30-E14-CLG","Лампа LED C35 свеча золото 7Вт 230В 2700К E14 серия 360° IEK","шт",null,"КОРОБКА/БОКС",100,10,10,234.14,195.11666666599999]
[null,"LLF-CB35-5-230-30-E14-CLG","Лампа LED CВ35 св.н/в зол. 5Вт 230В 2700К E14 серия 360° IEK","шт",null,"КОРОБКА/БОКС",100,10,10,181.84,151.533333333]
[null,"LLF-CB35-7-230-30-E14-CL","Лампа LED CВ35 св.н/ветру 7Вт 230В 3000К E14 серия 360° IEK","шт",null,"КОРОБКА/БОКС",100,10,10,166.46,138.71666666600001,106.53440000000001,88.778666666666666]
[null,"LLF-CB35-7-230-30-E14-CLG","Лампа LED CВ35 св.н/в зол. 7Вт 230В 2700К E14 серия 360° IEK","шт",null,"КОРОБКА/БОКС",100,10,10,197.18,164.316666666]
[null,"LLF-CB35-7-230-40-E14-CL","Лампа LED CВ35 св.н/ветру 7Вт 230В 4000К E14 серия 360° IEK","шт",null,"КОРОБКА/БОКС",100,10,10,166.46,138.71666666600001,106.53440000000001,88.778666666666666]
[null,"LLF-CT35-5-230-40-E27-CL","Лампа LED CT35 свеча вит. 5Вт 230В 4000К E27 серия 360° IEK","шт",null,"КОРОБКА/БОКС",100,10,10,135.74,113.116666666]
[null,"LLF-CT35-7-230-40-E14-CL","Лампа LED CT35 свеча вит. 7Вт 230В 4000К E14 серия 360° IEK","шт",null,"КОРОБКА/БОКС",100,10,10,166.46,138.71666666600001]
["10.01.01.02.03 Лампы светодиодные 360° \"Шар\" (G45, G95)"]
[null,"LLF-G45-5-230-30-E14-CL","Лампа LED G45 шар прозр. 5Вт 230В 3000К E14 серия 360° IEK","шт",null,"КОРОБКА/БОКС",100,10,10,139.27000000000001,116.05833333299999]
[null,"LLF-G45-5-230-30-E27-CL","Лампа LED G45 шар прозр. 5Вт 230В 3000К E27 серия 360° IEK","шт",null,"КОРОБКА/БОКС",100,10,10,139.27000000000001,116.05833333299999,89.132800000000003,74.277333333333331]
[null,"LLF-G45-5-230-40-E14-CL","Лампа LED G45 шар прозр. 5Вт 230В 4000К E14 серия 360° IEK","шт",null,"КОРОБКА/БОКС",100,10,10,139.27000000000001,116.05833333299999]
[null,"LLF-G45-5-230-40-E27-CL","Лампа LED G45 шар прозр. 5Вт 230В 4000К E27 серия 360° IEK","шт",null,"КОРОБКА/БОКС",100,10,10,139.27000000000001,116.05833333299999]
[null,"LLF-G45-7-230-30-E14-CL","Лампа LED G45 шар прозр. 7Вт 230В 3000К E14 серия 360° IEK","шт",null,"КОРОБКА/БОКС",100,10,10,156.31,130.258333333,100.0384,83.365333333333339]
[null,"LLF-G45-7-230-30-E14-FR","Лампа LED G45 шар матов. 7Вт 230В 3000К E14 серия 360° IEK","шт",null,"КОРОБКА/БОКС",100,10,10,167.74,139.783333333]
[null,"LLF-G45-7-230-30-E27-CL","Лампа LED G45 шар прозр. 7Вт 230В 3000К E27 серия 360° IEK","шт",null,"КОРОБКА/БОКС",100,10,10,156.31,130.258333333,100.0384,83.365333333333339]
[null,"LLF-G45-7-230-30-E27-FR","Лампа LED G45 шар матов. 7Вт 230В 3000К E27 серия 360° IEK","шт",null,"КОРОБКА/БОКС",100,10,10,167.74,139.783333333]
[null,"LLF-G45-7-230-40-E14-CL","Лампа LED G45 шар прозр. 7Вт 230В 4000К E14 серия 360° IEK","шт",null,"КОРОБКА/БОКС",100,10,10,156.31,130.258333333,100.0384,83.365333333333339]
[null,"LLF-G45-7-230-40-E27-CL","Лампа LED G45 шар прозр. 7Вт 230В 4000К E27 серия 360° IEK","шт",null,"КОРОБКА/БОКС",100,10,10,156.31,130.258333333,100.0384,83.365333333333339]
[null,"LLF-G45-7-230-40-E27-FR","Лампа LED G45 шар матов. 7Вт 230В 4000К E27 серия 360° IEK","шт",null,"КОРОБКА/БОКС",100,10,10,167.74,139.783333333]
[null,"LLF-G45-5-230-30-E14-CLG","Лампа LED G45 шар золото 5Вт 230В 2700К E14 серия 360° IEK","шт",null,"КОРОБКА/БОКС",100,10,10,215.93,179.941666666]
[null,"LLF-G45-7-230-30-E14-CLG","Лампа LED G45 шар золото 7Вт 230В 2700К E14 серия 360° IEK","шт",null,"КОРОБКА/БОКС",100,10,10,234.14,195.11666666599999]
[null,"LLF-G95-6-230-30-E27-CLG","Лампа LED G95 шар золото 6Вт 230В 2700К E27 серия 360° IEK","шт",null,"КОРОБКА/БОКС",20,1,1,435.34,362.78333333299997]
[null,"LLF-G95-8-230-30-E27-CLG","Лампа LED G95 шар золото 8Вт 230В 2700К E27 серия 360° IEK","шт",null,"КОРОБКА/БОКС",20,1,1,481.99,401.65833333299997]
["10.01.01.02.04 Лампы светодиодные 360° \"Ретро\" (ST64)"]
[null,"LLF-ST64-6-230-30-E27-CLG","Лампа LED ST64 золото 6Вт 230В 2700К E27 серия 360° IEK","шт",null,"КОРОБКА/БОКС",40,1,1,373.14,310.95]
[null,"LLF-ST64-8-230-30-E27-CLG","Лампа LED ST64 золото 8Вт 230В 2700К E27 серия 360° IEK","шт",null,"КОРОБКА/БОКС",40,1,1,444.7,370.58333333299998]
["10.01.01.03 Лампы светодиодные ALFA"]
[null,"LLA-PAR16-8-230-4-GU10-6","Лампа LED ALFA PAR16 софит 8Вт 230В 4000К GU10 (6шт)IEK","шт","Заказная","КОРОБКА/БОКС",90,6,6,101.65,84.708333332999999]
[null,"LLA-A60-10-230-30-E27","Лампа LED ALFA A60 груша 10Вт 230В 3000К E27 IEK","шт",null,"КОРОБКА/БОКС",100,10,10,107,89.166666665999998]
[null,"LLA-A60-10-230-30-E27-6","Лампа LED ALFA A60 груша 10Вт 230В 3000К E27 (6шт) IEK","шт","Заказная","КОРОБКА/БОКС",60,6,6,107,89.166666665999998]
[null,"LLA-A60-10-230-40-E27-6","Лампа LED ALFA A60 груша 10Вт 230В 4000К E27 (6шт) IEK","шт","Заказная","КОРОБКА/БОКС",60,6,6,107,89.166666665999998]
[null,"LLA-A60-12-230-30-E27","Лампа LED ALFA A60 груша 12Вт 230В 3000К E27 IEK","шт",null,"КОРОБКА/БОКС",100,10,10,117.7,98.083333332999999]
[null,"LLA-A60-12-230-40-E27","Лампа LED ALFA A60 груша 12Вт 230В 4000К E27 IEK","шт",null,"КОРОБКА/БОКС",100,10,10,117.7,98.083333332999999]
[null,"LLA-A60-15-230-30-E27","Лампа LED ALFA A60 груша 15Вт 230В 3000К E27 IEK","шт",null,"КОРОБКА/БОКС",100,10,10,133.75,111.458333333]
[null,"LLA-A60-15-230-30-E27-6","Лампа LED ALFA A60 груша 15Вт 230В 3000К E27 (6шт) IEK","шт","Заказная","КОРОБКА/БОКС",60,6,6,133.75,111.458333333]
[null,"LLA-A60-15-230-40-E27-6","Лампа LED ALFA A60 груша 15Вт 230В 4000К E27 (6шт) IEK","шт","Заказная","КОРОБКА/БОКС",60,6,6,133.75,111.458333333]
[null,"LLA-A60-8-230-30-E27","Лампа LED ALFA A60 груша 8Вт 230В 3000К E27 IEK","шт",null,"КОРОБКА/БОКС",100,10,10,101.65,84.708333332999999]
[null,"LLA-A60-8-230-30-E27-6","Лампа LED ALFA A60 груша 8Вт 230В 3000К E27 (6шт) IEK","шт","Заказная","КОРОБКА/БОКС",60,6,6,101.65,84.708333332999999]
[null,"LLA-A60-8-230-40-E27","Лампа LED ALFA A60 груша 8Вт 230В 4000К E27 IEK","шт",null,"КОРОБКА/БОКС",100,10,10,101.65,84.708333332999999]
[null,"LLA-A60-8-230-40-E27-6","Лампа LED ALFA A60 груша 8Вт 230В 4000К E27 (6шт) IEK","шт","Заказная","КОРОБКА/БОКС",60,6,6,101.65,84.708333332999999]
[null,"LLA-C35-10-230-30-E14","Лампа LED ALFA C35 свеча 10Вт 230В 3000К E14 IEK","шт",null,"КОРОБКА/БОКС",100,10,10,117.7,98.083333332999999]
[null,"LLA-C35-10-230-40-E14","Лампа LED ALFA C35 свеча 10Вт 230В 4000К E14 IEK","шт",null,"КОРОБКА/БОКС",100,10,10,117.7,98.083333332999999]
[null,"LLA-C35-10-230-40-E27","Лампа LED ALFA C35 свеча 10Вт 230В 4000К E27 IEK","шт",null,"КОРОБКА/БОКС",100,10,10,117.7,98.083333332999999]
[null,"LLA-C35-10-230-65-E27","Лампа LED ALFA C35 свеча 10Вт 230В 6500К E27 IEK","шт",null,"КОРОБКА/БОКС",100,1,1,117.7,98.083333332999999]
[null,"LLA-C35-6-230-30-E27","Лампа LED ALFA C35 свеча 6Вт 230В 3000К E27 IEK","шт",null,"КОРОБКА/БОКС",100,10,10,90.95,75.791666665999998]
[null,"LLA-C35-6-230-40-E14","Лампа LED ALFA C35 свеча 6Вт 230В 4000К E14 IEK","шт",null,"КОРОБКА/БОКС",100,10,10,90.95,75.791666665999998]
[null,"LLA-C35-8-230-30-E14-6","Лампа LED ALFA C35 свеча 8Вт 230В 3000К E14 (6шт) IEK","шт","Заказная","КОРОБКА/БОКС",90,6,6,101.65,84.708333332999999]
[null,"LLA-C35-8-230-40-E14","Лампа LED ALFA C35 свеча 8Вт 230В 4000К E14 IEK","шт",null,"КОРОБКА/БОКС",100,10,10,101.65,84.708333332999999]
[null,"LLA-C35-8-230-40-E14-6","Лампа LED ALFA C35 свеча 8Вт 230В 4000К E14 (6шт) IEK","шт","Заказная","КОРОБКА/БОКС",90,6,6,101.65,84.708333332999999]
[null,"LLA-G45-10-230-30-E14","Лампа LED ALFA G45 шар 10Вт 230В 3000К E14 IEK","шт",null,"КОРОБКА/БОКС",100,10,10,117.7,98.083333332999999]
[null,"LLA-G45-10-230-30-E27","Лампа LED ALFA G45 шар 10Вт 230В 3000К E27 IEK","шт",null,"КОРОБКА/БОКС",100,10,10,117.7,98.083333332999999]
[null,"LLA-G45-10-230-40-E14","Лампа LED ALFA G45 шар 10Вт 230В 4000К E14 IEK","шт",null,"КОРОБКА/БОКС",100,10,10,117.7,98.083333332999999]
[null,"LLA-G45-10-230-40-E27","Лампа LED ALFA G45 шар 10Вт 230В 4000К E27 IEK","шт",null,"КОРОБКА/БОКС",100,10,10,117.7,98.083333332999999]
[null,"LLA-G45-6-230-30-E14","Лампа LED ALFA G45 шар 6Вт 230В 3000К E14 IEK","шт",null,"КОРОБКА/БОКС",100,10,10,92.2,76.833333332999999]
[null,"LLA-G45-8-230-30-E14","Лампа LED ALFA G45 шар 8Вт 230В 3000К E14 IEK","шт",null,"КОРОБКА/БОКС",100,10,10,101.65,84.708333332999999]
[null,"LLA-G45-8-230-30-E14-6","Лампа LED ALFA G45 шар 8Вт 230В 3000К E14 (6шт) IEK","шт","Заказная","КОРОБКА/БОКС",90,6,6,101.65,84.708333332999999]
[null,"LLA-G45-8-230-40-E14","Лампа LED ALFA G45 шар 8Вт 230В 4000К E14 IEK","шт",null,"КОРОБКА/БОКС",100,10,10,88.87,74.058333332999993]
[null,"LLA-G45-8-230-40-E14-6","Лампа LED ALFA G45 шар 8Вт 230В 4000К E14 (6шт) IEK","шт","Заказная","КОРОБКА/БОКС",90,6,6,101.65,84.708333332999999]
[null,"LLA-PAR16-10-230-3-GU10-6","Лампа LED ALFA PAR16 софит 10Вт 230В 3000К GU10 (6шт)IEK","шт","Заказная","КОРОБКА/БОКС",90,6,6,117.7,98.083333332999999]
[null,"LLA-PAR16-10-230-4-GU10-6","Лампа LED ALFA PAR16 софит 10Вт 230В 4000К GU10 (6шт)IEK","шт","Заказная","КОРОБКА/БОКС",90,6,6,117.7,98.083333332999999]
[null,"LLA-PAR16-8-230-3-GU10-6","Лампа LED ALFA PAR16 софит 8Вт 230В 3000К GU10 (6шт)IEK","шт","Заказная","КОРОБКА/БОКС",90,6,6,101.65,84.708333332999999]
["10.01.02 Лента светодиодная"]
["10.01.02.01.01 Лента светодиодная 12В SMD 2835"]
[null,"LSR1-0-060-20-3-05","Лента LED 5м LSR-2835NW60-4,8-IP20-12В IEK","шт",null,"ГОФРОКОРОБ",20,1,1,480.88,400.73333333300002]
[null,"LSR1-1-060-20-3-05","Лента LED 5м LSR-2835WW60-4,8-IP20-12В IEK","шт",null,"ГОФРОКОРОБ",20,1,1,524.16,436.8,335.4624,279.55200000000002]
[null,"LSR1-2-060-20-3-05","Лента LED 5м LSR-2835W60-4,8-IP20-12В IEK","шт",null,"ГОФРОКОРОБ",20,1,1,524.16,436.8,335.4624,279.55200000000002]
[null,"LSR1-0-060-65-3-05","Лента LED 5м LSR-2835NW60-4,8-IP65-12В IEK","шт",null,"ГОФРОКОРОБ",20,1,1,723.82,603.18333333299995]
[null,"LSR1-1-060-65-3-05","Лента LED 5м LSR-2835WW60-4,8-IP65-12В IEK","шт",null,"ГОФРОКОРОБ",20,1,1,811.5,676.25,519.36,432.8]
[null,"LSR1-2-060-65-3-05","Лента LED 5м LSR-2835W60-4,8-IP65-12В IEK","шт",null,"ГОФРОКОРОБ",20,1,1,811.5,676.25,519.36,432.8]
[null,"LSR1-0-120-20-3-05","Лента LED 5м LSR-2835NW120-9,6-IP20-12В IEK","шт",null,"ГОФРОКОРОБ",20,1,1,1066.5999999999999,888.83333333300004]
[null,"LSR1-1-120-20-3-05","Лента LED 5м LSR-2835WW120-9,6-IP20-12В IEK","шт",null,"ГОФРОКОРОБ",20,1,1,1195.82,996.51666666599999,765.32479999999998,637.77066666666667]
[null,"LSR1-2-120-20-3-05","Лента LED 5м LSR-2835W120-9,6-IP20-12В IEK","шт",null,"ГОФРОКОРОБ",20,1,1,1195.82,996.51666666599999]
[null,"LSR1-0-120-65-3-05","Лента LED 5м LSR-2835NW120-9,6-IP65-12В IEK","шт",null,"ГОФРОКОРОБ",20,1,1,1367.17,1139.3083333330001]
[null,"LSR1-1-120-65-3-05","Лента LED 5м LSR-2835WW120-9,6-IP65-12В IEK","шт",null,"ГОФРОКОРОБ",20,1,1,1532.82,1277.3499999999999,981.00480000000005,817.50400000000002]
[null,"LSR1-2-120-65-3-05","Лента LED 5м LSR-2835W120-9,6-IP65-12В IEK","шт",null,"ГОФРОКОРОБ",20,1,1,1532.82,1277.3499999999999]
[null,"LSR1-3-054-20-3-05","Лента LED 5м LSR-2835RGB54-4,8-IP20-12В IEK","шт",null,"ГОФРОКОРОБ",20,1,1,714.53,595.44166666599995,457.29919999999998,381.08266666666668]
[null,"LSR1-3-054-65-3-05","Лента LED 5м LSR-2835RGB54-4,8-IP65-12В IEK","шт",null,"ГОФРОКОРОБ",20,1,1,857.45,714.54166666599997]
[null,"LSR1-4-060-20-3-05","Лента LED 5м LSR-2835Y60-4,8-IP20-12В IEK","шт",null,"ГОФРОКОРОБ",20,1,1,552,460]
[null,"LSR1-5-060-20-3-05","Лента LED 5м LSR-2835G60-4,8-IP20-12В IEK","шт",null,"ГОФРОКОРОБ",20,1,1,552,460]
[null,"LSR1-5-060-65-3-05","Лента LED 5м LSR-2835G60-4,8-IP65-12В IEK","шт",null,"ГОФРОКОРОБ",20,1,1,772.75,643.95833333300004]
[null,"LSR1-6-060-65-3-05","Лента LED 5м LSR-2835R60-4,8-IP65-12В IEK","шт",null,"ГОФРОКОРОБ",20,1,1,772.75,643.95833333300004]
[null,"LSR1-7-060-20-3-05","Лента LED 5м LSR-2835B60-4,8-IP20-12В IEK","шт",null,"ГОФРОКОРОБ",20,1,1,552,460]
[null,"LSR1-7-060-65-3-05","Лента LED 5м LSR-2835B60-4,8-IP65-12В IEK","шт",null,"ГОФРОКОРОБ",20,1,1,772.75,643.95833333300004]
["10.01.02.01.02 Лента светодиодная 12В SMD 5050"]
[null,"LSR2-2-030-20-3-05","Лента LED 5м LSR-5050W30-7,2-IP20-12В IEK","шт",null,"ГОФРОКОРОБ",20,1,1,697.08,580.9]
[null,"LSR2-1-060-20-3-03","Лента LED 3м LSR-5050WW60-14,4-IP20-12В IEK","шт",null,"ГОФРОКОРОБ",20,1,1,376.18,313.48333333300002]
[null,"LSR2-1-060-20-3-05","Лента LED 5м LSR-5050WW60-14,4-IP20-12В IEK","шт",null,"ГОФРОКОРОБ",20,1,1,1165.8399999999999,971.53333333299997,746.13760000000002,621.78133333333335]
[null,"LSR2-2-060-20-3-05","Лента LED 5м LSR-5050W60-14,4-IP20-12В IEK","шт",null,"ГОФРОКОРОБ",20,1,1,1165.8399999999999,971.53333333299997]
[null,"LSR2-1-060-65-3-05","Лента LED 5м LSR-5050WW60-14,4-IP65-12В IEK","шт",null,"ГОФРОКОРОБ",20,1,1,1491.98,1243.3166666659999,954.86720000000003,795.72266666666667]
[null,"LSR2-2-060-65-3-05","Лента LED 5м LSR-5050W60-14,4-IP65-12В IEK","шт",null,"ГОФРОКОРОБ",20,1,1,1491.98,1243.3166666659999,954.86720000000003,795.72266666666667]
[null,"LSR2-1-030-65-3-05","Лента LED 5м LSR-5050WW30-7,2-IP65-12В IEK","шт",null,"ГОФРОКОРОБ",20,1,1,936.98,780.81666666599995]
[null,"LSR2-3-030-20-3-03","Лента LED 3м LSR-5050RGB30-7,2-IP20-12В IEK","шт",null,"ГОФРОКОРОБ",20,1,1,373.01,310.84166666599998]
[null,"LSR2-3-030-20-3-05","Лента LED 5м LSR-5050RGB30-7,2-IP20-12В IEK","шт",null,"ГОФРОКОРОБ",20,1,1,920.69,767.24166666600001]
[null,"LSR2-3-030-65-3-03","Лента LED 3м LSR-5050RGB30-7,2-IP65-12В IEK","шт",null,"ГОФРОКОРОБ",20,1,1,462.37,385.30833333300001]
[null,"LSR2-3-030-65-3-05","Лента LED 5м LSR-5050RGB30-7,2-IP65-12В IEK","шт",null,"ГОФРОКОРОБ",20,1,1,1157.46,964.55]
[null,"LSR2-3-060-20-3-03","Лента LED 3м LSR-5050RGB60-14,4-IP20-12В IEK","шт",null,"ГОФРОКОРОБ",20,1,1,435.74,363.11666666600001]
[null,"LSR2-3-060-20-3-05","Лента LED 5м LSR-5050RGB60-14,4-IP20-12В IEK","шт",null,"ГОФРОКОРОБ",20,1,1,1362.56,1135.466666666,872.03840000000002,726.69866666666667]
[null,"LSR2-3-060-65-1-05","Лента LED 5м блистер LSR-5050RGB60-14,4-IP65-12V IEK","шт",null,"ГОФРОКОРОБ",20,1,1,1100,916.66666666599997,704,586.66666666666663]
[null,"LSR2-3-060-65-3-05","Лента LED 5м LSR-5050RGB60-14,4-IP65-12В IEK","шт",null,"ГОФРОКОРОБ",20,1,1,1873.45,1561.2083333329999,1199.008,999.17333333333329]
["10.01.02.01.03 Источники питания для светодиодной ленты 12В"]
[null,"LSP2-024-12-20-11","Драйвер LED ИПСН 24Вт 12 В адаптер -JacK 5,5 мм IP20 IEK-eco","шт",null,"КОРОБКА/БОКС",40,1,1,664.7,553.91666666599997]
[null,"LSP2-036-12-20-11","Драйвер LED ИПСН 36Вт 12 В сетевая вилка-блок -JacK 5,5 мм IP20 IEK-eco","шт",null,"КОРОБКА/БОКС",40,1,1,906.36,755.3]
[null,"LSP2-060-12-20-11","Драйвер LED ИПСН 60Вт 12 В сетевая вилка-блок -JacK 5,5 мм IP20 IEK-eco","шт",null,"КОРОБКА/БОКС",40,1,1,1518.47,1265.391666666]
[null,"LSP1-025-12-20-33-PRO","Драйвер LED ИПСН-PRO 25Вт 12 В блок - клеммы IP20 IEK","шт",null,"КОРОБКА/БОКС",100,1,1,793.04,660.86666666600001,507.54559999999998,422.95466666666664]
[null,"LSP1-030-12-20-33-PRO","Драйвер LED ИПСН-PRO 30Вт 12 В блок - клеммы IP20 IEK","шт",null,"КОРОБКА/БОКС",100,1,1,826.06,688.383333333]
[null,"LSP1-030-12-67-33-PRO","Драйвер LED ИПСН-PRO 30Вт 12 В блок- шнуры IP67 IEK","шт",null,"КОРОБКА/БОКС",50,1,1,1427.08,1189.233333333,913.33119999999997,761.10933333333332]
[null,"LSP1-040-12-20-33-PRO","Драйвер LED ИПСН-PRO 40Вт 12 В блок - клеммы IP20 IEK","шт",null,"КОРОБКА/БОКС",60,1,1,960.28,800.23333333300002,614.57920000000001,512.14933333333329]
[null,"LSP1-050-12-20-33-PRO","Драйвер LED ИПСН-PRO 50Вт 12 В блок - клеммы IP20 IEK","шт",null,"КОРОБКА/БОКС",60,1,1,983.41,819.508333333,629.38239999999996,524.4853333333333]
[null,"LSP1-050-12-67-33-PRO","Драйвер LED ИПСН-PRO 50Вт 12 В блок- шнуры IP67 IEK","шт",null,"КОРОБКА/БОКС",50,1,1,2167.06,1805.8833333330001,1386.9184,1155.7653333333333]
[null,"LSP1-060-12-20-33-PRO","Драйвер LED ИПСН-PRO 60Вт 12 В блок - клеммы IP20 IEK","шт",null,"КОРОБКА/БОКС",60,1,1,1034.8,862.33333333300004]
[null,"LSP1-100-12-20-33-PRO","Драйвер LED ИПСН-PRO 100Вт 12 В блок - клеммы IP20 IEK","шт",null,"КОРОБКА/БОКС",50,1,1,1524.52,1270.4333333330001]
[null,"LSP1-100-12-67-33-PRO","Драйвер LED ИПСН-PRO 100Вт 12 В блок- шнуры IP67 IEK","шт",null,"КОРОБКА/БОКС",20,1,1,3997.14,3330.95,2558.1696000000002,2131.808]
[null,"LSP1-150-12-20-33-PRO","Драйвер LED ИПСН-PRO 150Вт 12 В блок - клеммы IP20 IEK","шт",null,"КОРОБКА/БОКС",40,1,1,1886.77,1572.3083333330001,1207.5328,1006.2773333333333]
[null,"LSP1-150-12-67-33-PRO","Драйвер LED ИПСН-PRO 150Вт 12 В блок- шнуры IP67 IEK","шт",null,"КОРОБКА/БОКС",15,1,1,5167.09,4305.908333333,3306.9376000000002,2755.7813333333334]
[null,"LSP1-200-12-20-33-PRO","Драйвер LED ИПСН-PRO 200Вт 12 В блок - клеммы IP20 IEK","шт",null,"КОРОБКА/БОКС",40,1,1,2381.54,1984.6166666659999,1524.1856,1270.1546666666666]
[null,"LSP1-200-12-67-33-PRO","Драйвер LED ИПСН-PRO 200Вт 12 В блок- шнуры IP67 IEK","шт",null,"КОРОБКА/БОКС",6,1,1,6575.32,5479.4333333329996,4208.2048000000004,3506.8373333333334]
[null,"LSP1-250-12-20-33-PRO","Драйвер LED ИПСН-PRO 250Вт 12 В блок - клеммы IP20 IEK","шт",null,"КОРОБКА/БОКС",40,1,1,2456.54,2047.1166666659999,1572.1856,1310.1546666666666]
[null,"LSP1-360-12-20-33-PRO","Драйвер LED ИПСН-PRO 360Вт 12 В блок - клеммы IP20 IEK","шт",null,"КОРОБКА/БОКС",25,1,1,3658.78,3048.9833333329998,2341.6192000000001,1951.3493333333333]
["10.01.02.01.04 Дополнительные устройства для светодиодной ленты 12В"]
[null,"LSC1-RGB-072-IR-20-12-W","Контроллер с ПДУ ИК RGB 3 канала 12В 2А 72Вт IEK","шт",null,"ГОФРОКОРОБ",100,1,1,422.92,352.43333333300001,270.66879999999998,225.55733333333333]
[null,"LSA-RGB-144-20-12-PRO","Магистральный усилитель PRO RGB 3 канала 12В, 4А, 144Вт IEK","шт",null,"КОРОБКА/БОКС",100,1,1,689.17,574.30833333299995]
[null,"LSC1-MONO-216-RF-20-12-B","Контроллер с ПДУ радио (черный) MONO 3 канала 12В, 6А, 216Вт IEK","шт",null,"ГОФРОКОРОБ",20,1,1,2139.88,1783.233333333,1369.5232000000001,1141.2693333333334]
[null,"LSC1-RGB-144-RF-20-12-W","Контроллер с ПДУ радио RGB 3 канала 12В 4А 144Вт белый IEK","шт",null,"ГОФРОКОРОБ",50,1,1,1789.22,1491.016666666]
[null,"LSC1-RGB-216-RF-20-12-B","Контроллер с ПДУ радио (черный) RGB 3 канала 12В, 6А, 216Вт IEK","шт",null,"ГОФРОКОРОБ",20,1,1,1999.9,1666.5833333329999]
[null,"LSC1-W-WW-144-RF-20-12-B","Контроллер с ПДУ радио (черный) W-WW 2 канала 12В, 6А, 144Вт IEK","шт",null,"ГОФРОКОРОБ",20,1,1,1603.8,1336.5,1026.432,855.36]
[null,"LSC2-MONO-072-K-20-12-W","Контроллер без ПДУ К MONO 1 канал 12В 6А 72Вт IEK","шт",null,"ГОФРОКОРОБ",100,1,1,576.1,480.08333333299998]
[null,"LSC1-MONO-120-RF-20-12-B","Контроллер с ПДУ радио MONO 1 канал 12В 10А 120Вт черный IEK","шт",null,"ГОФРОКОРОБ",50,1,1,1680.89,1400.7416666659999]
[null,"LSC1-MONO-120-RF-20-12-W","Контроллер с ПДУ радио MONO 1 канал 12В 10А 120Вт белый IEK","шт",null,"ГОФРОКОРОБ",50,1,1,1996.91,1664.091666666,1278.0224000000001,1065.0186666666666]
[null,"LSC2-RGB-072-K-20-12-W","Контроллер без ПДУ К RGB 3 канала 12В 2А 72Вт IEK","шт",null,"ГОФРОКОРОБ",100,1,1,576.1,480.08333333299998]
[null,"LSC1-RGB-144-RF-20-12-B","Контроллер с ПДУ радио RGB 3 канала 12В 4А 144Вт черный IEK","шт",null,"ГОФРОКОРОБ",50,1,1,2026.9,1689.0833333329999]
[null,"LSCON10-MONO-112-03","Коннектор 3шт MONO 10мм (JACK5,5-15см-разъем)) IEK","шт",null,"ГОФРОКОРОБ",1000,1,1,246.47,205.39166666599999]
[null,"LSCON10-MONO-112-5-PRO","Коннектор 5шт MONO 10 мм (jack5,5 - 15 см - разъем) IEK","шт",null,"КОРОБКА/БОКС",40,1,1,533.62,444.68333333300001,341.51679999999999,284.59733333333332]
[null,"LSCON8-MONO-112-03","Коннектор 3шт MONO 8мм (JACK5,5-15см-разъем) IEK","шт",null,"ГОФРОКОРОБ",1000,1,1,246.47,205.39166666599999]
[null,"LSCON10-MONO-202-03","Коннектор 3шт MONO 10мм (разъем-разъем) IEK","шт",null,"ГОФРОКОРОБ",1000,1,1,107.27,89.391666666000006,68.652799999999999,57.210666666666668]
[null,"LSCON8-MONO-202-03","Коннектор 3шт MONO 8мм (разъем-разъем) IEK","шт",null,"ГОФРОКОРОБ",1000,1,1,104.39,86.991666666,66.809600000000003,55.674666666666667]
[null,"LSCON10-MONO-212-03","Коннектор 3шт MONO 10мм (разъем-15см-разъем) IEK","шт",null,"ГОФРОКОРОБ",1000,1,1,139.18,115.983333333]
[null,"LSCON10-MONO-212-5-PRO","Коннектор 5шт MONO 10 мм (разъем - 15 см - разъем) IEK","шт",null,"КОРОБКА/БОКС",40,1,1,531.29999999999995,442.75,340.03199999999998,283.36]
[null,"LSCON8-MONO-212-03","Коннектор 3шт MONO 8мм (разъем-15см-разъем) IEK","шт",null,"ГОФРОКОРОБ",1000,1,1,139.18,115.983333333]
[null,"LSCON10-MONO-213-03","Коннектор 3шт MONO 10мм (15см-разъем) IEK","шт",null,"ГОФРОКОРОБ",1000,1,1,107.27,89.391666666000006]
[null,"LSCON10-MONO-213-5-PRO","Коннектор 5шт MONO 10 мм ( - 15 см - разъем) IEK","шт",null,"КОРОБКА/БОКС",40,1,1,330,275,211.2,176]
[null,"LSCON8-MONO-213-03","Коннектор 3шт MONO 8мм (15см-разъем) IEK","шт",null,"ГОФРОКОРОБ",1000,1,1,93.19,77.658333333000002]
[null,"LSCON10-RGB-202-03","Коннектор 3шт RGB 10мм (разъем-разъем) IEK","шт",null,"ГОФРОКОРОБ",1000,1,1,107.27,89.391666666000006,68.652799999999999,57.210666666666668]
[null,"LSCON10-RGB-212-03","Коннектор 3шт RGB 10мм (разъем-15см-разъем) IEK","шт",null,"ГОФРОКОРОБ",1000,1,1,176.87,147.39166666599999]
[null,"LSCON10-RGB-213-03","Коннектор 3шт RGB 10мм (15см-разъем) IEK","шт",null,"ГОФРОКОРОБ",1000,1,1,108.76,90.633333332999996]
[null,"LSCON10-RGB-213-5-PRO","Коннектор 5шт RGB 10 мм ( - 15 см - разъем) IEK","шт",null,"КОРОБКА/БОКС",40,1,1,460.86,384.05,294.9504,245.792]
["10.01.02.01.05 Комплекты DIY \"Сделай сам\" со светодиодной лентой 12В"]
[null,"LSR1-2-060-20-1-05-S1","Комплект DIY (2835W60-4,8-IP20-12В 5м + др. + выкл.) IEK","шт",null,"ГОФРОКОРОБ",50,1,1,1256.4100000000001,1047.0083333330001]
[null,"LSR1-1-060-20-1-2XD12-S3","Комплект DIY (2835WW60-4,8-IP20-12В 2х1,2м + др + 2хДД) IEK","шт",null,"ГОФРОКОРОБ",30,1,1,2207.41,1839.5083333330001]
[null,"LSR1-1-060-20-1-D12-S3","Комплект DIY (2835WW60-4,8-IP20-12В 1,2м + др. + ДД) IEK","шт",null,"ГОФРОКОРОБ",30,1,1,1530.46,1275.3833333330001]
[null,"LSR1-1-060-65-1-05-S1","Комплект DIY (2835WW60-4,8-IP65-12В 5м + др. + выкл.) IEK","шт",null,"ГОФРОКОРОБ",50,1,1,1541,1284.1666666660001]
[null,"LSR1-1-060-20-1-05-S1","Комплект DIY (2835WW60-4,8-IP20-12В 5м + др. + выкл.) IEK","шт",null,"ГОФРОКОРОБ",50,1,1,1256.4100000000001,1047.0083333330001]
[null,"LSR1-2-060-65-1-05-S1","Комплект DIY (2835W60-4,8-IP65-12В 5м + др. + выкл.) IEK","шт",null,"ГОФРОКОРОБ",50,1,1,1540.39,1283.658333333]
[null,"LSR2-3-060-20-1-05-S2","Комплект DIY (5050RGB60-14,4-IP20-12В 5м + др. + конт.) IEK","шт",null,"ГОФРОКОРОБ",50,1,1,2497.88,2081.5666666659999,1598.6432,1332.2026666666666]
[null,"LSR2-3-060-65-1-05-S2","Комплект DIY (5050RGB60-14,4-IP65-12В 5м + др. + конт.) IEK","шт",null,"ГОФРОКОРОБ",50,1,1,2992.52,2493.7666666660002,1915.2128,1596.0106666666666]
["10.01.02.02.01 Лента светодиодная 24В SMD 2835"]
[null,"LSR6-10-168-20-1-05","Лента LED 5м 2835-168LED 14Вт/м IP20 10мм 24В 4000К IEK","шт",null,"ГОФРОКОРОБ",50,1,1,2310,1925,1478.4,1232]
[null,"LSR6-10-240-20-1-05","Лента LED 5м 2835-240LED 22Вт/м IP20 10мм 24В 4000К IEK","шт",null,"ГОФРОКОРОБ",50,1,1,3118.5,2598.75,1995.84,1663.2]
[null,"LSR6-1-168-20-1-05","Лента LED 5м 2835-168LED 14Вт/м IP20 10мм 24В 3000К IEK","шт",null,"ГОФРОКОРОБ",50,1,1,2310,1925,1478.4,1232]
[null,"LSR6-1-240-20-1-05","Лента LED 5м 2835-240LED 22Вт/м IP20 10мм 24В 3000К IEK","шт",null,"ГОФРОКОРОБ",50,1,1,3118.5,2598.75,1995.84,1663.2]
[null,"LSR6-2-168-20-1-05","Лента LED 5м 2835-168LED 14Вт/м IP20 10мм 24В 6500К IEK","шт",null,"ГОФРОКОРОБ",50,1,1,2310,1925,1478.4,1232]
[null,"LSR6-2-240-20-1-05","Лента LED 5м 2835-240LED 22Вт/м IP20 10мм 24В 6500К IEK","шт",null,"ГОФРОКОРОБ",50,1,1,3118.5,2598.75,1995.84,1663.2]
[null,"LSR6-0-120-20-1-05-1","Лента LED 5м LSR-2835NW120-12-IP20-24В IEK","упак",null,"ГОФРОКОРОБ",40,1,1,1530.35,1275.2916666660001,979.42399999999998,816.18666666666661]
[null,"LSR6-0-060-20-1-05-1","Лента LED 5м LSR-2835NW60-6-IP20-24В IEK","упак",null,"ГОФРОКОРОБ",40,1,1,945.97,788.30833333299995,605.42079999999999,504.51733333333334]
[null,"LSR6-1-060-20-1-05-1","Лента LED 5м LSR-2835WW60-6-IP20-24В IEK","упак",null,"ГОФРОКОРОБ",40,1,1,945.97,788.30833333299995,605.42079999999999,504.51733333333334]
[null,"LSR6-1-120-20-1-05-1","Лента LED 5м LSR-2835WW120-12-IP20-24В IEK","упак",null,"ГОФРОКОРОБ",40,1,1,1530.35,1275.2916666660001,979.42399999999998,816.18666666666661]
[null,"LSR6-2-060-20-1-05-1","Лента LED 5м LSR-2835W60-6-IP20-24В IEK","упак",null,"ГОФРОКОРОБ",40,1,1,945.97,788.30833333299995,605.42079999999999,504.51733333333334]
[null,"LSR6-2-120-20-1-05-1","Лента LED 5м LSR-2835W120-12-IP20-24В IEK","упак",null,"ГОФРОКОРОБ",40,1,1,1530.35,1275.2916666660001,979.42399999999998,816.18666666666661]
["10.01.02.02.02 Лента светодиодная 24В SMD 5050"]
[null,"LSR7-0-060-20-1-05-1","Лента LED 5м LSR-5050NW60-14,4-IP20-24В IEK","упак",null,"ГОФРОКОРОБ",40,1,1,1659.58,1382.983333333,1062.1312,885.10933333333332]
[null,"LSR7-1-060-20-1-05-1","Лента LED 5м LSR-5050WW60-14,4-IP20-24В IEK","упак",null,"ГОФРОКОРОБ",40,1,1,1659.58,1382.983333333,1062.1312,885.10933333333332]
[null,"LSR7-2-060-20-1-05-1","Лента LED 5м LSR-5050W60-14,4-IP20-24В IEK","упак",null,"ГОФРОКОРОБ",40,1,1,1659.58,1382.983333333,1062.1312,885.10933333333332]
[null,"LSR7-3-060-20-1-05-1","Лента LED 5м LSR-5050RGB60-14,4-IP20-24В IEK","упак",null,"ГОФРОКОРОБ",40,1,1,1991.48,1659.5666666659999,1274.5472,1062.1226666666666]
["10.01.02.02.03 Лента светодиодная 24В COB"]
[null,"LSR11-10-312-20-1-05","Лента LED 5м COB-312LED 8Вт/м IP20 8мм 24В 4000К IEK","шт",null,"ГОФРОКОРОБ",50,1,1,1501.5,1251.25,960.96,800.8]
[null,"LSR11-10-480-20-1-05","Лента LED 5м COB-480LED 11Вт/м IP20 8мм 24В 4000К IEK","шт",null,"ГОФРОКОРОБ",50,1,1,2623.01,2185.841666666,1678.7264,1398.9386666666667]
[null,"LSR11-1-312-20-1-1-05","Лента LED 5м COB-312LED 8Вт/м IP20 8мм 24В 3000К IEK","шт",null,"ГОФРОКОРОБ",50,1,1,1501.5,1251.25,960.96,800.8]
[null,"LSR11-1-480-20-1-05","Лента LED 5м COB-480LED 11Вт/м IP20 8мм 24В 3000К IEK","шт",null,"ГОФРОКОРОБ",50,1,1,2623.01,2185.841666666,1678.7264,1398.9386666666667]
[null,"LSR11-2-312-20-1-05","Лента LED 5м COB-312LED 8Вт/м IP20 8мм 24В 6500К IEK","шт",null,"ГОФРОКОРОБ",50,1,1,1501.5,1251.25,960.96,800.8]
[null,"LSR11-2-480-20-1-05","Лента LED 5м COB-480LED 11Вт/м IP20 8мм 24В 6500К IEK","шт",null,"ГОФРОКОРОБ",50,1,1,2623.01,2185.841666666,1678.7264,1398.9386666666667]
["10.01.02.02.05 Источники питания для светодиодной ленты 24В"]
[null,"LSP1-060-24-20-33-PRO","Драйвер LED ИПСН-PRO 60Вт 24В клеммы IP20 IEK","шт",null,"КОРОБКА/БОКС",50,1,1,1139.3399999999999,949.45,729.17759999999998,607.64800000000002]
[null,"LSP1-100-24-20-33-PRO","Драйвер LED ИПСН-PRO 100Вт 24В клеммы IP20 IEK","шт",null,"КОРОБКА/БОКС",50,1,1,1683.11,1402.591666666,1077.1904,897.6586666666667]
[null,"LSP1-250-24-20-33-PRO","Драйвер LED ИПСН-PRO 250Вт 24В клеммы IP20 IEK","шт",null,"КОРОБКА/БОКС",50,1,1,2977.81,2481.5083333329999,1905.7983999999999,1588.1653333333334]
["10.01.02.03.01 Лента светодиодная 220В (SMD 2835, SMD 5050)"]
[null,"LSR3-1-060-67-0-50","Лента LED 50м LSR-2835WW60-4,8-IP67-220В IEK","шт",null,"ГОФРОКОРОБ",1,1,1,7899.73,6583.1083333329998,5055.8271999999997,4213.1893333333337]
[null,"LSR3-2-060-67-0-50","Лента LED 50м LSR-2835W60-4,8-IP67-220В IEK","шт",null,"ГОФРОКОРОБ",1,1,1,7899.73,6583.1083333329998,5055.8271999999997,4213.1893333333337]
[null,"LSR3-5-060-67-0-50","Лента LED 50м LSR-2835G60-4,8-IP67-220В IEK","шт",null,"ГОФРОКОРОБ",1,1,1,5027.62,4189.6833333329996,3217.6768000000002,2681.3973333333333]
[null,"LSR3-6-060-67-0-50","Лента LED 50м LSR-2835R60-4,8-IP67-220В IEK","шт",null,"ГОФРОКОРОБ",1,1,1,5027.62,4189.6833333329996,3217.6768000000002,2681.3973333333333]
[null,"LSR4-3-030-67-0-50","Лента LED 50м LSR-5050RGB30-7,2-IP67-220В IEK","шт",null,"ГОФРОКОРОБ",1,1,1,11800.84,9834.033333333,7552.5375999999997,6293.7813333333334]
["10.01.02.03.02 Лента светодиодная 220В \"неон\""]
[null,"LSR5-1-120-67-0-50","Лента LED \"неон\" 50м LSR-2835WW120-9,6-IP67-220В IEK","шт",null,"ГОФРОКОРОБ",1,1,1,14968.8,12474,9580.0319999999992,7983.36]
[null,"LSR5-2-120-67-0-50","Лента LED \"неон\" 50м LSR-2835W120-9,6-IP67-220В IEK","шт",null,"ГОФРОКОРОБ",1,1,1,14968.8,12474,9580.0319999999992,7983.36]
[null,"LSR5-5-120-67-0-50","Лента LED \"неон\" 50м LSR-2835G120-9,6-IP67-220В IEK","шт",null,"ГОФРОКОРОБ",1,1,1,13200,11000]
[null,"LSR5-6-120-67-0-50","Лента LED \"неон\" 50м LSR-2835R120-9,6-IP67-220В IEK","шт",null,"ГОФРОКОРОБ",1,1,1,13200,11000]
[null,"LSR5-7-120-67-0-50","Лента LED \"неон\" 50м LSR-2835B120-9,6-IP67-220В IEK","шт",null,"ГОФРОКОРОБ",1,1,1,13200,11000]
[null,"LSR5-9-120-67-0-50","Лента LED \"неон\" 50м LSR-2835P120-9,6-IP67-220В IEK","шт",null,"ГОФРОКОРОБ",1,1,1,13200,11000]
["10.01.02.03.03 Дополнительные устройства для светодиодной ленты 220В"]
[null,"LSADD12-1-10","Скоба монтажная 10шт 12мм IEK","шт",null,"ГОФРОКОРОБ",100,1,1,97.64,81.366666666]
[null,"LSADD12-2-05","Заглушка торцевая 5шт 12мм IEK","шт",null,"ГОФРОКОРОБ",200,1,1,53.53,44.608333332999997,34.2592,28.549333333333333]
[null,"LSADD14-1-10","Скоба монтажная 10шт 14мм IEK","шт",null,"ГОФРОКОРОБ",100,1,1,117.77,98.141666666000006,75.372799999999998,62.810666666666663]
[null,"LSADD14-2-05","Заглушка торцевая 5шт 14мм IEK","шт",null,"ГОФРОКОРОБ",200,1,1,54.04,45.033333333000002,34.585599999999999,28.821333333333332]
[null,"LSC1-MONO-360-IR-20-220-B","Контроллер с ПДУ ИК MONO 1 канал 220В 3А 360Вт IEK","шт",null,"ГОФРОКОРОБ",50,1,1,1333.25,1111.0416666660001]
[null,"LSC1-RGB-500-IR-20-220-B","Контроллер с ПДУ ИК RGB 3 канала 220В 1А 500Вт IEK","шт",null,"ГОФРОКОРОБ",50,1,1,1627.92,1356.6,1041.8688,868.22400000000005]
[null,"LSCON12-MONO-202-05","Коннектор 5шт MONO 12мм (разъем-разъем) IEK","шт",null,"ГОФРОКОРОБ",100,1,1,282.52,235.43333333300001]
[null,"LSCON12-MONO-212-05","Коннектор 5шт MONO 12мм (разъем-10см-разъем) IEK","шт",null,"ГОФРОКОРОБ",50,1,1,650.41,542.008333333]
[null,"LSCON12-MONO-220-05","Коннектор угловой 5шт MONO 12мм (разъем-разъем) IEK","шт",null,"ГОФРОКОРОБ",50,1,1,655.46,546.21666666600004,419.49439999999998,349.57866666666666]
[null,"LSCON12-MONO-222-05","Коннектор Т-образн. 5шт MONO 12мм (разъем-разъем-разъем) IEK","шт",null,"ГОФРОКОРОБ",50,1,1,674.1,561.75,431.42399999999998,359.52]
[null,"LSCON14-RGB-202-05","Коннектор 5шт RGB 14мм (разъем-разъем) IEK","шт",null,"ГОФРОКОРОБ",100,1,1,283.54000000000002,236.283333333,181.46559999999999,151.22133333333332]
[null,"LSCON14-RGB-212-05","Коннектор 5шт RGB 14мм (разъем-10см-разъем) IEK","шт",null,"ГОФРОКОРОБ",50,1,1,739.66,616.383333333]
[null,"LSCON14-RGB-220-05","Коннектор угловой 5шт RGB 14мм (разъем-разъем) IEK","шт",null,"ГОФРОКОРОБ",50,1,1,976.61,813.84166666600004,625.03039999999999,520.85866666666664]
[null,"LSCON14-RGB-222-05","Коннектор Т-образн. 5шт RGB 14мм (разъем-разъем-разъем) IEK","шт",null,"ГОФРОКОРОБ",50,1,1,1103.8900000000001,919.90833333299997,706.4896,588.74133333333339]
[null,"LSP1-500-220-65-14","Драйвер LED ИПСН 500Вт 220В 14мм RGB IP44 IEK","шт",null,"ГОФРОКОРОБ",50,1,1,700.9,584.08333333300004,448.57600000000002,373.81333333333333]
[null,"LSP1-700-220-65-12","Драйвер LED ИПСН 700Вт 220В 12мм MONO IP65 IEK","шт",null,"ГОФРОКОРОБ",100,1,1,208.25,173.541666666]
["10.01.02.03.04 Дополнительные устройства для светодиодной ленты 220В \"неон\""]
[null,"LSADD16-1-10","Скоба монтажная 10шт 16мм IEK","шт",null,"ГОФРОКОРОБ",50,1,1,385.36,321.133333333,246.63040000000001,205.52533333333332]
[null,"LSADD16-2-05","Заглушка торцевая 5шт 16мм IEK","шт",null,"ГОФРОКОРОБ",200,1,1,71.8,59.833333332999999,45.951999999999998,38.293333333333329]
[null,"LSCON16-MONO-202-05","Коннектор 5шт MONO 16мм (разъем-разъем) IEK","шт",null,"ГОФРОКОРОБ",100,1,1,740.56,617.133333333]
[null,"LSCON16-MONO-220-05","Коннектор угловой 5шт MONO 16мм (разъем-разъем) IEK","шт",null,"ГОФРОКОРОБ",100,1,1,922.84,769.03333333299997]
[null,"LSCON16-MONO-222-05","Коннектор Т-образн. 5шт MONO 16мм (разъем-разъем-разъем) IEK","шт",null,"ГОФРОКОРОБ",100,1,1,836.66,697.21666666600004]
[null,"LSP1-700-220-65-16","Драйвер LED ИПСН 700Вт 220В 16мм MONO IP65 IEK","шт",null,"ГОФРОКОРОБ",100,1,1,435.6,363]
["10.01.02.03.05 Комплекты DIY \"Сделай сам\" со светодиодной лентой 220В \"неон\""]
[null,"LSR5-1-120-65-2-05-S0","Комплект DIY (2835WW120-8-IP65-220В 5м + др.) IEK","компл",null,"ГОФРОКОРОБ",20,1,1,2477.9499999999998,2064.9583333330002,1585.8879999999999,1321.5733333333333]
[null,"LSR5-1-120-65-2-10-S0","Комплект DIY (2835WW120-8-IP65-220В 10м + др.) IEK","компл",null,"ГОФРОКОРОБ",10,1,1,4277.32,3564.4333333330001,2737.4848000000002,2281.2373333333335]
[null,"LSR5-2-120-65-2-05-S0","Комплект DIY (2835W120-8-IP65-220В 5м + др.) IEK","компл",null,"ГОФРОКОРОБ",20,1,1,2477.9499999999998,2064.9583333330002,1585.8879999999999,1321.5733333333333]
[null,"LSR5-2-120-65-2-10-S0","Комплект DIY (2835W120-8-IP65-220В 10м + др.) IEK","компл",null,"ГОФРОКОРОБ",10,1,1,4277.32,3564.4333333330001,2737.4848000000002,2281.2373333333335]
[null,"LSR5-B-120-65-2-05-S0","Комплект DIY (2835B120-8-IP65-220В 5м + др.) IEK","компл",null,"ГОФРОКОРОБ",20,1,1,1995.84,1663.2,1277.3376000000001,1064.4480000000001]
[null,"LSR5-B-120-65-2-10-S0","Комплект DIY (2835B120-8-IP65-220В 10м + др.) IEK","компл",null,"ГОФРОКОРОБ",10,1,1,3542.62,2952.1833333330001,2267.2768000000001,1889.3973333333333]
[null,"LSR5-G-120-65-2-05-S0","Комплект DIY (2835G120-8-IP65-220В 5м + др.) IEK","компл",null,"ГОФРОКОРОБ",20,1,1,1995.84,1663.2,1277.3376000000001,1064.4480000000001]
[null,"LSR5-G-120-65-2-10-S0","Комплект DIY (2835G120-8-IP65-220В 10м + др.) IEK","компл",null,"ГОФРОКОРОБ",10,1,1,3542.62,2952.1833333330001]
[null,"LSR5-P-120-65-2-05-S0","Комплект DIY (2835P120-8-IP65-220В 5м + др.) IEK","компл",null,"ГОФРОКОРОБ",20,1,1,1995.84,1663.2,1277.3376000000001,1064.4480000000001]
[null,"LSR5-P-120-65-2-10-S0","Комплект DIY (2835P120-8-IP65-220В 10м + др.) IEK","компл",null,"ГОФРОКОРОБ",10,1,1,3542.62,2952.1833333330001,2267.2768000000001,1889.3973333333333]
[null,"LSR5-R-120-65-2-05-S0","Комплект DIY (2835R120-8-IP65-220В 5м + др.) IEK","компл",null,"ГОФРОКОРОБ",20,1,1,1995.84,1663.2,1277.3376000000001,1064.4480000000001]
[null,"LSR5-R-120-65-2-10-S0","Комплект DIY (2835R120-8-IP65-220В 10м + др.) IEK","компл",null,"ГОФРОКОРОБ",10,1,1,3542.62,2952.1833333330001]
[null,"LSR5-RGB-060-65-2-05-S0","Комплект DIY (5050RGB60-8-IP65-220В 5м + др.) IEK","компл",null,"ГОФРОКОРОБ",20,1,1,4007.1,3339.25,2564.5439999999999,2137.12]
[null,"LSR5-RGB-060-65-2-10-S0","Комплект DIY (5050RGB60-8-IP65-220В 10м + др.) IEK","компл",null,"ГОФРОКОРОБ",10,1,1,6937.88,5781.5666666659999,4440.2431999999999,3700.2026666666666]
["10.01.02.04 Профиль алюминиевый для светодиодной ленты"]
[null,"LSADD1607-SET1-2-N1-1-08","Профиль алюм. для LED ленты 1607 накл. прям. 2м к-т опал IEK","шт",null,"ГОФРОКОРОБ",60,1,1,637.72,531.43333333299995,408.14080000000001,340.11733333333331]
[null,"LSADD1607-SET2-N1-04","Набор для монтажа накл. прям. профиля для LED ленты 1607 IEK","шт",null,"ГОФРОКОРОБ",1000,5,5,56.86,47.383333333000003]
[null,"LSADD1712-SET1-2-N1-1-08","Профиль алюм. для LED ленты 1712 накл. прям. 2м к-т опал IEK","шт",null,"ГОФРОКОРОБ",40,1,1,761.04,634.20000000000005,487.06560000000002,405.88799999999998]
[null,"LSADD2207-SET1-2-V4-1-08","Профиль алюм. для LED ленты 2207 встр. трап. 2м к-т опал IEK","шт",null,"ГОФРОКОРОБ",60,1,1,736.62,613.85,471.43680000000001,392.86399999999998]
[null,"LSADD2207-SET2-V4-04","Набор для монтажа встр. трап. профиля для LED ленты 2207 IEK","шт",null,"ГОФРОКОРОБ",1000,5,5,56.86,47.383333333000003]
[null,"LSADD1606-SET1-2-G1-1-12","Профиль алюм. для LED ленты 1606 накл. гибк. 2м к-т опал IEK","шт",null,"ГОФРОКОРОБ",100,1,1,600,500,384,320]
[null,"LSADD1616-SET1-2-N3-1-12","Профиль алюм. для LED ленты 1616 накл. угл. 2м к-т опал IEK","шт",null,"ГОФРОКОРОБ",100,1,1,600,500,384,320]
["10.01.02.ХХ Продукция, выведенная из ассортимента"]
[null,"LSR1-1-060-20-1-05","Лента LED 5м блистер LSR-3528WW60-4.8-IP20-12V IEK-eco","шт",null,"КОРОБКА/БОКС",20,5,5,418,348.33333333299998,267.52,222.93333333333334]
[null,"LSR1-1-060-20-3-03","Лента LED 3м LSR-2835WW60-4,8-IP20-12В IEK","шт",null,"ГОФРОКОРОБ",20,1,1,174.61,145.508333333]
[null,"LSR1-2-060-20-3-03","Лента LED 3м LSR-2835W60-4,8-IP20-12В IEK","шт",null,"ГОФРОКОРОБ",20,1,1,174.61,145.508333333]
[null,"LSR1-1-060-65-1-05","Лента LED 5м блистер LSR-3528WW60-4.8-IP65-12V IEK-eco","шт",null,"КОРОБКА/БОКС",20,5,5,572,476.66666666600003,366.08,305.06666666666666]
[null,"LSR1-1-060-65-3-03","Лента LED 3м LSR-2835WW60-4,8-IP65-12В IEK","шт",null,"ГОФРОКОРОБ",20,1,1,273.17,227.64166666599999]
[null,"LSR1-2-060-20-3-20","Лента LED 20м LSR-2835W60-4,8-IP20-12В IEK","шт",null,"ГОФРОКОРОБ",10,1,1,1111.06,925.883333333,711.07839999999999,592.56533333333334]
[null,"LSR1-2-060-65-3-20","Лента LED 20м LSR-2835W60-4,8-IP65-12В IEK","шт",null,"ГОФРОКОРОБ",10,1,1,1569.9,1308.25,1004.736,837.28]
[null,"LSR1-2-120-20-1-05","Лента LED 5м блистер LSR-3528W120-9.6-IP20-12V IEK-eco","шт",null,"КОРОБКА/БОКС",20,5,5,770,641.66666666599997,492.8,410.66666666666669]
[null,"LSR1-3-054-20-1-05","Лента LED 5м блистер LSR-3528RGB54-4.8-IP20-12V IEK-eco","шт",null,"КОРОБКА/БОКС",20,5,5,660,550,422.4,352]
[null,"LSR1-5-060-20-1-05","Лента LED 5м блистер LSR-3528G60-4.8-IP20-12V IEK-eco","шт",null,"КОРОБКА/БОКС",20,5,5,560.09,466.74166666600001,358.45760000000001,298.71466666666669]
["10.01.03 Электропатроны, переходники"]
["10.01.03.01 Электропатроны карболитовые"]
[null,"EPK20-04-01-K01","Пкб14-04-К01 Патрон подвесной карболитовый, Е14, черный (50 шт), стикер на изделии, IEK","шт",null,"ГОФРОКОРОБ",200,50,50,57.86,48.216666666000002,37.0304,30.858666666666664]
[null,"EPK20-04-02-K01","Пкб14-04-К01 Патрон подвесной карболитовый, Е14, черный, индивидуальный пакет, IEK","шт",null,"ГОФРОКОРОБ",200,50,50,69.48,57.9,44.467199999999998,37.055999999999997]
[null,"EPK21-04-01-K01","Пкб14-04-К11 Патрон карболитовый с кольцом, Е14, черный (50 шт), стикер на изделии, IEK","шт",null,"ГОФРОКОРОБ",200,50,50,69.48,57.9,44.467199999999998,37.055999999999997]
[null,"EPK21-04-02-K01","Пкб14-04-К11 Патрон карболитовый с кольцом, Е14, черный, индивидуальный пакет, IEK","шт",null,"ГОФРОКОРОБ",200,50,50,81.040000000000006,67.533333333000002,51.865600000000001,43.221333333333334]
[null,"EPK10-04-01-K01","Пкб27-04-К01 Патрон подвесной карболитовый, Е27, черный (50 шт), стикер на изделии, IEK","шт",null,"ГОФРОКОРОБ",200,50,50,57.86,48.216666666000002,37.0304,30.858666666666664]
[null,"EPK10-04-02-K01","Пкб27-04-К01 Патрон подвесной карболитовый, Е27, черный, индивидуальный пакет, IEK","шт",null,"ГОФРОКОРОБ",200,50,50,73.28,61.066666666000003,46.8992,39.082666666666668]
[null,"EPK11-04-01-K01","Пкб27-04-К11 Патрон карболитовый с кольцом, Е27, черный (50 шт), стикер на изделии, IEK","шт",null,"ГОФРОКОРОБ",200,50,50,104.2,86.833333332999999,66.688000000000002,55.573333333333331]
[null,"EPK11-04-02-K01","Пкб27-04-К11 Патрон карболитовый с кольцом, Е27, черный, индивидуальный пакет, IEK","шт",null,"ГОФРОКОРОБ",200,50,50,111.91,93.258333332999996,71.622399999999999,59.685333333333332]
[null,"EPK12-04-01-K01","Пкб27-04-К21 Патрон потолочный карболитовый, Е27, черный (50 шт), стикер на изделии, IEK","шт",null,"ГОФРОКОРОБ",200,50,50,79.849999999999994,66.541666665999998,51.103999999999999,42.586666666666666]
[null,"EPK12-04-02-K01","Пкб27-04-К21 Патрон потолочный карболитовый, Е27, черный, индивидуальный пакет, IEK","шт",null,"ГОФРОКОРОБ",200,50,50,87.24,72.7,55.833599999999997,46.527999999999999]
[null,"EPK13-04-01-K01","Пкб27-04-К31 Патрон угловой настенный карболитовый, Е27, черный (50 шт), стикер на изделии, IEK","шт",null,"ГОФРОКОРОБ",200,50,50,79.849999999999994,66.541666665999998,51.103999999999999,42.586666666666666]
[null,"EPK13-04-02-K01","Пкб27-04-К31 Патрон угловой настенный карболитовый, Е27, черный, индивидуальный пакет, IEK","шт",null,"ГОФРОКОРОБ",200,50,50,87.24,72.7,55.833599999999997,46.527999999999999]
["10.01.03.02 Электропатроны керамические"]
[null,"EPC15-04-01-K01","Патрон с держателем Е27 керамика IEK","шт",null,"КОРОБКА/БОКС",200,50,50,48.88,40.733333332999997,31.283200000000001,26.069333333333333]
[null,"EPC50-04-01-K01","Патрон подвесной GU10 со шнуром керамика IEK","шт",null,"КОРОБКА/БОКС",200,50,50,42.55,35.458333332999999,27.231999999999999,22.693333333333332]
[null,"EPC60-04-01-K01","Патрон подвесной GU5.3 со шнуром керамика IEK","шт",null,"КОРОБКА/БОКС",200,50,50,30.76,25.633333332999999,19.686399999999999,16.405333333333331]
[null,"EPC20-04-01-K01","Пкр14-04-К43 Патрон подвесной керамический, Е14 (400 шт), стикер на изделии, IEK","шт",null,"ГОФРОКОРОБ",400,400,400,34.76,28.966666665999998,22.246400000000001,18.538666666666668]
[null,"EPC20-04-02-K01","Пкр14-04-К43 Патрон подвесной керамический, Е14, индивидуальный пакет, IEK","шт",null,"ГОФРОКОРОБ",400,40,40,47.78,39.816666666000003]
[null,"EPC10-04-01-K01","Пкр27-04-К43 Патрон подвесной керамический, Е27 (200 шт), стикер на изделии, IEK","шт",null,"ГОФРОКОРОБ",200,200,200,35.51,29.591666665999998,22.726400000000002,18.938666666666666]
[null,"EPC10-04-02-K01","Пкр27-04-К43 Патрон подвесной керамический, Е27, индивидуальный пакет, IEK","шт",null,"ГОФРОКОРОБ",200,20,20,48.49,40.408333333000002,31.0336,25.861333333333334]
[null,"EPC30-04-01-K01","Пкр40-16-К43 Патрон подвесной керамический, Е40 (100 шт), стикер на изделии, IEK","шт",null,"ГОФРОКОРОБ",100,100,100,245.87,204.89166666599999]
[null,"EPC30-04-02-K01","Пкр40-16-К43 Патрон подвесной керамический, Е40, индивидуальный пакет, IEK","шт",null,"ГОФРОКОРОБ",100,10,10,203.52,169.6]
["10.01.03.03 Электропатроны пластиковые"]
[null,"EPP42-04-01-K01","Патрон потолочный GX53 пластик белый IEK","шт",null,"КОРОБКА/БОКС",200,50,50,93.34,77.783333333000002,59.7376,49.781333333333336]
[null,"EPP20-02-01-K01","Ппл14-02-К02 Патрон подвесной пластик, Е14, белый (50 шт), стикер на изделии, IEK","шт",null,"ГОФРОКОРОБ",200,50,50,30.17,25.141666665999999,19.308800000000002,16.090666666666667]
[null,"EPP20-02-02-K01","Ппл14-02-К02 Патрон подвесной пластик, Е14, белый, индивидуальный пакет, IEK","шт",null,"ГОФРОКОРОБ",200,50,50,38.270000000000003,31.891666665999999,24.492799999999999,20.410666666666668]
[null,"EPP21-02-01-K01","Ппл14-02-К12 Патрон пластик с кольцом, Е14, белый (50 шт), стикер на изделии, IEK","шт",null,"ГОФРОКОРОБ",200,50,50,30.17,25.141666665999999,19.308800000000002,16.090666666666667]
[null,"EPP21-02-02-K01","Ппл14-02-К12 Патрон пластик с кольцом, Е14, белый, индивидуальный пакет, IEK","шт",null,"ГОФРОКОРОБ",200,50,50,40.18,33.483333332999997,25.715199999999999,21.429333333333332]
[null,"EPP10-04-01-K01","Ппл27-04-К02 Патрон подвесной пластик, Е27, белый (50 шт), стикер на изделии, IEK","шт",null,"ГОФРОКОРОБ",200,50,50,33.520000000000003,27.933333333,21.4528,17.877333333333333]
[null,"EPP10-04-02-K01","Ппл27-04-К02 Патрон подвесной пластик, Е27, белый, индивидуальный пакет, IEK","шт",null,"ГОФРОКОРОБ",200,50,50,50.27,41.891666665999999,32.172800000000002,26.810666666666666]
[null,"EPP11-04-01-K01","Ппл27-04-К12 Патрон пластик с кольцом, Е27, белый (50 шт), стикер на изделии, IEK","шт",null,"ГОФРОКОРОБ",200,50,50,50.27,41.891666665999999,32.172800000000002,26.810666666666666]
[null,"EPP11-04-02-K01","Ппл27-04-К12 Патрон пластик с кольцом, Е27, белый, индивидуальный пакет, IEK","шт",null,"ГОФРОКОРОБ",200,50,50,63.6,53,40.704000000000001,33.92]
[null,"EPP14-04-01-K01","Ппл27-04-К51 Патрон подвесной с шнуром, пластик, Е27, белый (50 шт), стикер на изделии, IEK","шт",null,"ГОФРОКОРОБ",200,50,50,110.57,92.141666666000006,70.764799999999994,58.970666666666666]
[null,"EPP14-04-01-K02","Ппл27-04-К52 Патрон подвесной с шнуром, пластик, Е27, черный (50 шт), стикер на изделии, IEK","шт",null,"ГОФРОКОРОБ",200,50,50,110.57,92.141666666000006,70.764799999999994,58.970666666666666]
[null,"EPP12-04-01-K01","Патрон потолочный Е27 пластик белый IEK","шт",null,"КОРОБКА/БОКС",200,50,50,139.06,115.883333333,88.998400000000004,74.165333333333336]
[null,"EPP13-04-01-K01","Патрон угловой Е27 пластик белый IEK","шт",null,"КОРОБКА/БОКС",200,50,50,132.44,110.366666666,84.761600000000001,70.634666666666661]
["10.01.03.04 Переходники к электропатронам"]
[null,"EPP16-02-01-K01","Переходник вилка 220В-патрон Е27 пластик белый IEK","шт",null,"КОРОБКА/БОКС",250,25,25,298.25,248.541666666,190.88,159.06666666666666]
[null,"EPR21-01-01-K01","ПР14-27-К02 Переходник пластик, Е14-Е27, белый, индивидуальный пакет, IEK","шт",null,"ГОФРОКОРОБ",200,50,50,125.65,104.708333333,80.415999999999997,67.013333333333335]
[null,"EPR13-01-01-K01","ПР27-40-К02 Переходник пластик, Е27-Е40, белый, индивидуальный пакет, IEK","шт",null,"ГОФРОКОРОБ",200,50,50,233.18,194.316666666]
[null,"EPR12-01-01-K01","ПР27-14-К02 Переходник пластик, Е27-Е14, белый, индивидуальный пакет, IEK","шт",null,"ГОФРОКОРОБ",200,50,50,106.37,88.641666666000006,68.076800000000006,56.730666666666664]
[null,"EPR31-01-01-K01","ПР40-27-К02 Переходник пластик, Е40-Е27, белый, индивидуальный пакет, IEK","шт",null,"ГОФРОКОРОБ",200,50,50,106.37,88.641666666000006,68.076800000000006,56.730666666666664]
["10.01.03.05 Аксессуары, кольца"]
[null,"EKP10-01-02-K01","Кольцо абажурное КП27-К02 пластик Е27 белый (инд. пак.) IEK","шт",null,"ГОФРОКОРОБ",1000,50,50,29.23,24.358333333000001,18.7072,15.589333333333332]
[null,"EKP10-02-02-K02","Кольцо абажурное КП27-К01 бакелит Е27 черный (инд. пак.) IEK","шт",null,"ГОФРОКОРОБ",1000,50,50,29.23,24.358333333000001,18.7072,15.589333333333332]
[null,"EKP20-01-02-K01","Кольцо абажурное КП14-К02 пластик Е14 белый (инд. пак.) IEK","шт",null,"ГОФРОКОРОБ",1000,50,50,21.9,18.25,14.016,11.68]
[null,"EKP20-02-02-K02","Кольцо абажурное КП14-К01 пластик Е14 черный (инд. пак.) IEK","шт",null,"ГОФРОКОРОБ",1000,50,50,21.9,18.25,14.016,11.68]
["10.01.03.06 Декоративные патроны RETRO"]
[null,"EPA10-04-02-K29","Патрон подвесной E27 RETRO бронза IEK","шт",null,"КОРОБКА/БОКС",100,10,10,518.89,432.40833333299997,332.08960000000002,276.74133333333333]
[null,"EPA10-04-02-K22","Патрон подвесной E27 RETRO золото IEK","шт",null,"КОРОБКА/БОКС",100,10,10,494.2,411.83333333299998]
[null,"EPA12-04-02-K29","Патрон подвесной E27 со шнуром 1,5м RETRO бронза IEK","шт",null,"КОРОБКА/БОКС",50,10,10,1070.02,891.68333333299995]
[null,"EPA12-04-02-K22","Патрон подвесной E27 со шнуром 1,5м RETRO золото IEK","шт",null,"КОРОБКА/БОКС",50,10,10,1070.02,891.68333333299995]
[null,"EPA12-04-02-K02","Патрон подвесной E27 со шнуром 1,5м RETRO черный IEK","шт",null,"КОРОБКА/БОКС",50,10,10,1070.02,891.68333333299995,684.81280000000004,570.67733333333331]
["10.02 Коммунальное и бытовое освещение"]
["10.02.01 Светильники светодиодные для ЖКХ"]
["10.02.01.02 Светильники ДПО 4001-4200"]
[null,"LDPO0-4001-8-4000-K01","Светильник LED ДПО 4001 8Вт IP54 4000K круг белый IEK","шт",null,"ГОФРОКОРОБ",40,1,1,573.73,478.10833333300002,367.18720000000002,305.98933333333332]
[null,"LDPO0-4002-12-4000-K01","Светильник LED ДПО 4002 12Вт IP54 4000K круг белый IEK","шт",null,"ГОФРОКОРОБ",40,1,1,689.11,574.258333333,441.03039999999999,367.52533333333332]
[null,"LDPO0-4003-15-4000-K01","Светильник LED ДПО 4003 15Вт IP54 4000K круг белый IEK","шт",null,"ГОФРОКОРОБ",40,1,1,896.87,747.39166666599999,573.99680000000001,478.33066666666667]
[null,"LDPO0-4004-18-4000-K01","Светильник LED ДПО 4004 18Вт IP54 4000K круг белый IEK","шт",null,"ГОФРОКОРОБ",40,1,1,1132.3399999999999,943.61666666600001,724.69759999999997,603.91466666666668]
[null,"LDPO0-4011-8-4000-K01","Светильник LED ДПО 4011 8Вт IP54 4000K овал белый IEK","шт",null,"ГОФРОКОРОБ",40,1,1,560.99,467.49166666600001,359.03359999999998,299.19466666666665]
[null,"LDPO0-4012-12-4000-K01","Светильник LED ДПО 4012 12Вт IP54 4000K овал белый IEK","шт",null,"ГОФРОКОРОБ",40,1,1,689.11,574.258333333,441.03039999999999,367.52533333333332]
[null,"LDPO0-4005-8-6500-K01","Светильник LED ДПО 4005 8Вт IP54 6500K круг белый IEK","шт",null,"ГОФРОКОРОБ",40,1,1,546.41999999999996,455.35]
[null,"LDPO0-4006-12-6500-K01","Светильник LED ДПО 4006 12Вт IP54 6500K круг белый IEK","шт",null,"ГОФРОКОРОБ",40,1,1,626.45000000000005,522.04166666599997,400.928,334.10666666666668]
[null,"LDPO0-4007-15-6500-K01","Светильник LED ДПО 4007 15Вт IP54 6500K круг белый IEK","шт",null,"ГОФРОКОРОБ",40,1,1,896.87,747.39166666599999,573.99680000000001,478.33066666666667]
[null,"LDPO0-4100D-12-4000-K01","Светильник LED ДПО 4100Д 12Вт IP54 4000K круг бел. ИК ДД IEK","шт",null,"ГОФРОКОРОБ",40,1,1,1596.73,1330.608333333,1021.9072,851.58933333333334]
[null,"LDPO0-4200D-12-6500-K01","Светильник LED ДПО 4200Д 12Вт IP54 6500K круг бел. ИК ДД IEK","шт",null,"ГОФРОКОРОБ",40,1,1,1451.56,1209.6333333330001,928.99839999999995,774.16533333333336]
["10.02.01.03 Светильники ДПО 1001-1002"]
[null,"LDPO3-1001-008-4000-K01","Светильник LED ДПО 1001 8Вт 4000K IP54 с акуст.датч. IEK","шт",null,"ГОФРОКОРОБ",32,1,1,1182.24,985.2,756.6336,630.52800000000002]
[null,"LDPO3-1002-012-4000-K01","Светильник LED ДПО 1002 12Вт 4000K IP54 с акуст.датч. IEK","шт",null,"ГОФРОКОРОБ",32,1,1,1335.82,1113.1833333330001,854.9248,712.4373333333333]
["10.02.01.04 Светильники ДПО 5010-5142"]
[null,"LDPO0-5010-08-4000-K01","Светильник LED ДПО 5010 8Вт 4000K IP65 круг белый IEK","шт",null,"ГОФРОКОРОБ",24,1,1,928.86,774.05,594.47040000000004,495.392]
[null,"LDPO0-5030-12-4000-K01","Светильник LED ДПО 5030 12Вт 4000K IP65 круг белый IEK","шт",null,"ГОФРОКОРОБ",24,1,1,1050.3,875.25,672.19200000000001,560.16]
[null,"LDPO0-5110-08-6500-K01","Светильник LED ДПО 5110 8Вт 6500K IP65 круг белый IEK","шт",null,"ГОФРОКОРОБ",24,1,1,882.44,735.36666666600001,564.76160000000004,470.63466666666665]
[null,"LDPO0-5130-12-6500-K01","Светильник LED ДПО 5130 12Вт 6500K IP65 круг белый IEK","шт",null,"ГОФРОКОРОБ",24,1,1,1074.1600000000001,895.133333333,687.4624,572.88533333333328]
[null,"LDPO1-5032D-12-4000-K01","Светильник LED ДПО 5032Д 12Вт 4000K IP65 круг белый с ДД IEK","шт",null,"ГОФРОКОРОБ",24,1,1,1870.6,1558.8333333329999,1197.184,997.65333333333331]
[null,"LDPO1-5112D-08-6500-K01","Светильник LED ДПО 5112Д 8Вт 6500K IP65 круг белый с ДД IEK","шт",null,"ГОФРОКОРОБ",24,1,1,1737.89,1448.2416666659999]
[null,"LDPO1-5132D-12-6500-K01","Светильник LED ДПО 5132Д 12Вт 6500K IP65 круг белый с ДД IEK","шт",null,"ГОФРОКОРОБ",24,1,1,1781.5,1484.5833333329999,1140.1600000000001,950.13333333333333]
[null,"LDPO3-5022D-08-4000-K01","Светильник LED ДПО 5022Д 8Вт 4000K IP65 круг белый с АД IEK","шт",null,"ГОФРОКОРОБ",24,1,1,1097.3800000000001,914.48333333300002]
[null,"LDPO3-5042D-12-4000-K01","Светильник LED ДПО 5042Д 12Вт 4000K IP65 круг белый с АД IEK","шт",null,"ГОФРОКОРОБ",24,1,1,1190.78,992.31666666599995,762.0992,635.08266666666668]
[null,"LDPO3-5122D-08-6500-K01","Светильник LED ДПО 5122Д 8Вт 6500K IP65 круг белый с АД IEK","шт",null,"ГОФРОКОРОБ",24,1,1,1092.1600000000001,910.133333333,698.98239999999998,582.4853333333333]
[null,"LDPO3-5142D-12-6500-K01","Светильник LED ДПО 5142Д 12Вт 6500K IP65 круг белый с АД IEK","шт",null,"ГОФРОКОРОБ",24,1,1,1313.15,1094.2916666660001,840.41600000000005,700.34666666666669]
[null,"LDPO0-5020-08-4000-K01","Светильник LED ДПО 5020 8Вт 4000K IP65 овал белый IEK","шт",null,"ГОФРОКОРОБ",24,1,1,928.86,774.05,594.47040000000004,495.392]
[null,"LDPO0-5040-12-4000-K01","Светильник LED ДПО 5040 12Вт 4000K IP65 овал белый IEK","шт",null,"ГОФРОКОРОБ",24,1,1,1025.3499999999999,854.45833333300004,656.22400000000005,546.85333333333335]
[null,"LDPO1-5012D-08-4000-K01","Светильник LED ДПО 5012Д 8Вт 4000K IP65 круг белый с ДД IEK","шт",null,"ГОФРОКОРОБ",24,1,1,1824.79,1520.658333333,1167.8656000000001,973.22133333333329]
["10.02.01.05 Светильники ДПО 2001-2014"]
[null,"LDPO0-2007-18-4000-K01","Светильник LED ДПО 2007 18Вт IP54 4000К круг белый IEK","шт",null,"ГОФРОКОРОБ",40,1,1,1182.52,985.43333333299995,756.81280000000004,630.67733333333331]
[null,"LDPO0-2008-18-6500-K01","Светильник LED ДПО 2008 18Вт IP54 6500К круг белый IEK","шт",null,"ГОФРОКОРОБ",40,1,1,1182.52,985.43333333299995,756.81280000000004,630.67733333333331]
[null,"LDPO3-2011D-12-4000-K01","Светильник LED ДПО 2011Д 12Вт IP54 4000К круг белый с АД IEK","шт",null,"ГОФРОКОРОБ",40,1,1,1079.5,899.58333333300004,690.88,575.73333333333335]
[null,"LDPO3-2012D-12-6500-K01","Светильник LED ДПО 2012Д 12Вт IP54 6500К круг белый с АД IEK","шт",null,"ГОФРОКОРОБ",40,1,1,1028.08,856.73333333300002,657.97119999999995,548.30933333333337]
[null,"LDPO3-2013D-12-4000-K01","Светильник LED ДПО 2013Д 12Вт IP54 4000К деж круг с АД IEK","шт",null,"ГОФРОКОРОБ",40,1,1,1214.75,1012.291666666,777.44,647.86666666666667]
[null,"LDPO3-2014D-12-6500-K01","Светильник LED ДПО 2014Д 12Вт IP54 6500К деж круг с АД IEK","шт",null,"ГОФРОКОРОБ",40,1,1,1156.9000000000001,964.08333333300004,740.41600000000005,617.01333333333332]
[null,"LDPO0-2001-8-4000-K01","Светильник LED ДПО 2001 8Вт 4000K IP54 круг белый IEK","шт",null,"ГОФРОКОРОБ",40,1,1,562.72,468.93333333300001]
[null,"LDPO0-2002-12-4000-K01","Светильник LED ДПО 2002 12Вт 4000K IP54 круг белый IEK","шт",null,"ГОФРОКОРОБ",40,1,1,854.3,711.91666666599997,546.75199999999995,455.62666666666667]
[null,"LDPO0-2003-14-4000-K01","Светильник LED ДПО 2003 14Вт 4000K IP54 круг белый IEK","шт",null,"ГОФРОКОРОБ",40,1,1,889.67,741.39166666599999,569.38879999999995,474.49066666666664]
[null,"LDPO0-2004-8-6500-K01","Светильник LED ДПО 2004 8Вт 6500K IP54 круг белый IEK","шт",null,"ГОФРОКОРОБ",40,1,1,560.29999999999995,466.91666666600003]
[null,"LDPO0-2005-12-6500-K01","Светильник LED ДПО 2005 12Вт 6500K IP54 круг белый IEK","шт",null,"ГОФРОКОРОБ",40,1,1,714.4,595.33333333300004,457.21600000000001,381.01333333333332]
["10.02.02 Светильники НПП и НПО"]
["10.02.02.01 Светильники НПП"]
[null,"LNPP0-1101-1-100-K01","Светильник НПП1101 белый/круг 100Вт IP54 IEK","шт",null,"ГОФРОКОРОБ",8,1,1,1525.93,1271.608333333,976.59519999999998,813.82933333333335]
[null,"LNPP0-1101-1-100-K02","Светильник НПП1101 черный/круг 100Вт IP54 IEK","шт",null,"ГОФРОКОРОБ",8,1,1,1525.93,1271.608333333,976.59519999999998,813.82933333333335]
[null,"LNPP0-1102-1-100-K01","Светильник НПП1102 белый/круг с реш. 100Вт IP54 IEK","шт",null,"ГОФРОКОРОБ",8,1,1,1525.93,1271.608333333,976.59519999999998,813.82933333333335]
[null,"LNPP0-1102-1-100-K02","Светильник НПП1102 черный/круг с реш.100Вт IP54 IEK","шт",null,"ГОФРОКОРОБ",8,1,1,1525.93,1271.608333333,976.59519999999998,813.82933333333335]
[null,"LNPP0-1107-1-100-K01","Светильник НПП1107 белый/круг ресничка 100Вт IP54 IEK","шт",null,"ГОФРОКОРОБ",8,1,1,1795.94,1496.6166666659999,1149.4015999999999,957.83466666666664]
[null,"LNPP0-1201-1-100-K01","Светильник НПП1201 белый/овал 100Вт IP54 IEK","шт",null,"ГОФРОКОРОБ",8,1,1,1525.93,1271.608333333,976.59519999999998,813.82933333333335]
[null,"LNPP0-1202-1-100-K01","Светильник НПП1202 белый/овал с реш. 100Вт IP54 IEK","шт",null,"ГОФРОКОРОБ",8,1,1,1525.93,1271.608333333,976.59519999999998,813.82933333333335]
[null,"LNPP0-1202-1-100-K02","Светильник НПП1202 черный/овал с реш. 100Вт IP54 IEK","шт",null,"ГОФРОКОРОБ",8,1,1,1525.93,1271.608333333,976.59519999999998,813.82933333333335]
[null,"LNPP0-1301-1-060-K01","Светильник НПП1301 белый/круг 60Вт IP54 IEK","шт",null,"ГОФРОКОРОБ",12,1,1,921.54,767.95,589.78560000000004,491.488]
[null,"LNPP0-1301-1-060-K02","Светильник НПП1301 черный/круг 60Вт IP54 IEK","шт",null,"ГОФРОКОРОБ",12,1,1,921.54,767.95,589.78560000000004,491.488]
[null,"LNPP0-1302-1-060-K01","Светильник НПП1302 белый/круг с реш.60Вт IP54 IEK","шт",null,"ГОФРОКОРОБ",12,1,1,921.54,767.95,589.78560000000004,491.488]
[null,"LNPP0-1302-1-060-K02","Светильник НПП1302 черный/круг с реш.60Вт IP54 IEK","шт",null,"ГОФРОКОРОБ",12,1,1,921.54,767.95,589.78560000000004,491.488]
[null,"LNPP0-1307-1-060-K01","Светильник НПП1307 белый/круг ресничка 60Вт IP54 IEK","шт",null,"ГОФРОКОРОБ",12,1,1,1092.3699999999999,910.30833333299995,699.11680000000001,582.59733333333338]
[null,"LNPP0-1401-1-060-K01","Светильник НПП1401 белый/овал 60Вт IP54 IEK","шт",null,"ГОФРОКОРОБ",12,1,1,921.54,767.95,589.78560000000004,491.488]
[null,"LNPP0-1401-1-060-K02","Светильник НПП1401 черный/овал 60Вт IP54 IEK","шт",null,"ГОФРОКОРОБ",12,1,1,921.54,767.95,589.78560000000004,491.488]
[null,"LNPP0-1402-1-060-K01","Светильник НПП1402 белый/овал с реш.60Вт IP54 IEK","шт",null,"ГОФРОКОРОБ",12,1,1,921.54,767.95,589.78560000000004,491.488]
[null,"LNPP0-1402-1-060-K02","Светильник НПП1402 черный/овал с реш.60Вт IP54 IEK","шт",null,"ГОФРОКОРОБ",12,1,1,921.54,767.95,589.78560000000004,491.488]
[null,"LNPP0-1407-1-060-K01","Светильник НПП1407 белый/овал ресничка 60Вт IP54 IEK","шт",null,"ГОФРОКОРОБ",12,1,1,1092.3699999999999,910.30833333299995,699.11680000000001,582.59733333333338]
[null,"LNPP0-3006-1-060-K01","Светильник НПП3006 серый 60Вт IP54 IEK","шт",null,"ГОФРОКОРОБ",18,1,1,2282.96,1902.466666666,1461.0944,1217.5786666666668]
[null,"LNPP0-9101-1-060-K01","Светильник НПП9101 белый/шар 60Вт IP33 IEK","шт",null,"ГОФРОКОРОБ",12,1,1,1313.36,1094.466666666,840.55039999999997,700.45866666666666]
["10.02.03 Светильники линейные"]
["10.02.03.01 Светильники ДБО 3001-3004"]
[null,"LDBO0-3001-4-4000-K01","Светильник LED ДБО 3001 4Вт 4000K IP20 311мм пластик IEK","шт",null,"ГОФРОКОРОБ",25,1,1,527.14,439.28333333299997,337.36959999999999,281.14133333333331]
[null,"LDBO0-3002-7-4000-K01","Светильник LED ДБО 3002 7Вт 4000К IP20 572мм пластик IEK","шт",null,"ГОФРОКОРОБ",25,1,1,663.83,553.19166666599995,424.85120000000001,354.04266666666666]
[null,"LDBO0-3003-10-4000-K01","Светильник LED ДБО 3003 10Вт 4000К IP20 872мм пластик IEK","шт",null,"ГОФРОКОРОБ",25,1,1,780.96,650.79999999999995,499.81439999999998,416.512]
[null,"LDBO0-3004-14-4000-K01","Светильник LED ДБО 3004 14Вт 4000К IP20 1172мм пластик IEK","шт",null,"ГОФРОКОРОБ",25,1,1,937.18,780.98333333300002,599.79520000000002,499.82933333333335]
["10.02.03.02 Светильники ДБО 4001-4014"]
[null,"LDBO0-4003-18-6500-K01","Светильник LED ДБО 4003 18Вт 6500К IP20 600мм опал IEK","шт",null,"ГОФРОКОРОБ",20,1,1,589.41999999999996,491.18333333300001,377.22879999999998,314.35733333333332]
[null,"LDBO0-4013-18-6500-K01","Светильник LED ДБО 4013 18Вт 6500К IP20 600мм призма IEK","шт",null,"ГОФРОКОРОБ",20,1,1,588.04999999999995,490.04166666600003,376.35199999999998,313.62666666666667]
[null,"LDBO0-4001-18-4000-K01","Светильник LED ДБО 4001 18Вт 4000К IP20 600мм опал IEK","шт",null,"ГОФРОКОРОБ",20,1,1,589.41999999999996,491.18333333300001,377.22879999999998,314.35733333333332]
[null,"LDBO0-4002-36-4000-K01","Светильник LED ДБО 4002 36Вт 4000К IP20 1200мм опал IEK","шт",null,"ГОФРОКОРОБ",20,1,1,1085.8599999999999,904.883333333,694.95039999999995,579.12533333333329]
[null,"LDBO0-4004-36-6500-K01","Светильник LED ДБО 4004 36Вт 6500К IP20 1200мм опал IEK","шт",null,"ГОФРОКОРОБ",20,1,1,1085.8599999999999,904.883333333,694.95039999999995,579.12533333333329]
[null,"LDBO0-4011-18-4000-K01","Светильник LED ДБО 4011 18Вт 4000К IP20 600мм призма IEK","шт",null,"ГОФРОКОРОБ",20,1,1,617.45000000000005,514.54166666599997,395.16800000000001,329.30666666666667]
[null,"LDBO0-4012-36-4000-K01","Светильник LED ДБО 4012 36Вт 4000К IP20 1200мм призма IEK","шт",null,"ГОФРОКОРОБ",20,1,1,1085.8599999999999,904.883333333,694.95039999999995,579.12533333333329]
[null,"LDBO0-4014-36-6500-K01","Светильник LED ДБО 4014 36Вт 6500К IP20 1200мм призма IEK","шт",null,"ГОФРОКОРОБ",20,1,1,1034.1400000000001,861.78333333299997,661.84960000000001,551.54133333333334]
["10.02.03.03 Светильники ДБО 5001-5011"]
[null,"LDBO0-5001-18-4000-K02","Светильник LED ДБО 5001 18Вт 4000К IP20 600мм металл IEK","шт",null,"ГОФРОКОРОБ",20,1,1,660.04,550.03333333299997,422.42559999999997,352.02133333333336]
[null,"LDBO0-5003-18-4000-K03","Светильник LED ДБО 5003 18Вт 4000К IP20 600мм алюминий IEK","шт",null,"ГОФРОКОРОБ",20,1,1,768.36,640.29999999999995,491.75040000000001,409.79199999999997]
[null,"LDBO0-5010-45-4000-K01","Светильник LED ДБО 5010 45Вт 4000К IP20 1500мм сталь IEK","шт",null,"ГОФРОКОРОБ",20,1,1,1493.32,1244.4333333330001,955.72479999999996,796.4373333333333]
[null,"LDBO0-5005-18-6500-K02","Светильник LED ДБО 5005 18Вт 6500К IP20 600мм металл IEK","шт",null,"ГОФРОКОРОБ",20,1,1,660.04,550.03333333299997,422.42559999999997,352.02133333333336]
[null,"LDBO0-5002-36-4000-K02","Светильник LED ДБО 5002 36Вт 4000К IP20 1200мм металл IEK","шт",null,"ГОФРОКОРОБ",20,1,1,1094.68,912.23333333300002,700.59519999999998,583.82933333333335]
[null,"LDBO0-5006-36-6500-K02","Светильник LED ДБО 5006 36Вт 6500К IP20 1200мм металл IEK","шт",null,"ГОФРОКОРОБ",20,1,1,1094.68,912.23333333300002,700.59519999999998,583.82933333333335]
[null,"LDBO0-5011-45-6500-K01","Светильник LED ДБО 5011 45Вт 6500К IP20 1500мм сталь IEK","шт",null,"ГОФРОКОРОБ",20,1,1,1493.32,1244.4333333330001,955.72479999999996,796.4373333333333]
[null,"LDBO0-5007-18-6500-K03","Светильник LED ДБО 5007 18Вт 6500К IP20 600мм алюминий IEK","шт",null,"ГОФРОКОРОБ",20,1,1,768.36,640.29999999999995,491.75040000000001,409.79199999999997]
[null,"LDBO0-5004-36-4000-K03","Светильник LED ДБО 5004 36Вт 4000К IP20 1200мм алюминий IEK","шт",null,"ГОФРОКОРОБ",20,1,1,1419.97,1183.3083333330001,908.7808,757.31733333333329]
[null,"LDBO0-5008-36-6500-K03","Светильник LED ДБО 5008 36Вт 6500К IP20 1200мм алюминий IEK","шт",null,"ГОФРОКОРОБ",20,1,1,1419.97,1183.3083333330001,908.7808,757.31733333333329]
["10.02.03.04 Светильники ДБО 1000-1001"]
[null,"LDBO0-1000-01-060-K01","Светильник ДБО 1000 под LED лампу 1хТ8 600мм IP20 IEK","шт",null,"ГОФРОКОРОБ",25,1,1,155.41999999999999,129.51666666599999,99.468800000000002,82.890666666666661]
[null,"LDBO0-1001-01-120-K01","Светильник ДБО 1001 под LED лампу 1хТ8 1200мм IP20 IEK","шт",null,"ГОФРОКОРОБ",25,1,1,254.38,211.98333333299999,162.8032,135.66933333333333]
[null,"LDBO0-1002-01-060-K01","Светильник ДБО 1002 под LED лампу 2хТ8 600мм IP20 IEK","шт",null,"ГОФРОКОРОБ",25,1,1,177.83,148.191666666]
[null,"LDBO0-1003-01-120-K01","Светильник ДБО 1003 под LED лампу 2хТ8 1200мм IP20 IEK","шт",null,"ГОФРОКОРОБ",25,1,1,257.08999999999997,214.24166666599999,164.5376,137.11466666666666]
["10.02.03.08 Светильники ДБЛ 01-04"]
[null,"LT-DBG0-01-04-K01","Светильник LED FITO ДБЛ 01 4Вт 313мм IEK","шт",null,"КОРОБКА/БОКС",30,1,1,693,577.5]
[null,"LT-DBG0-02-08-K01","Светильник LED FITO ДБЛ 02 8Вт 573мм IEK","шт",null,"КОРОБКА/БОКС",30,1,1,770,641.66666666599997]
[null,"LT-DBG0-05-09-K01","Светильник LED ДБЛ 05 9Вт 573мм IEK","шт",null,"КОРОБКА/БОКС",30,1,1,550,458.33333333299998]
[null,"LT-DBG0-03-11-K01","Светильник LED FITO ДБЛ 03 11Вт 837мм IEK","шт",null,"КОРОБКА/БОКС",30,1,1,847,705.83333333300004]
[null,"LT-DBG0-06-13-K01","Светильник LED ДБЛ 06 13Вт 837мм IEK","шт",null,"КОРОБКА/БОКС",30,1,1,700,583.33333333300004]
[null,"LT-DBG0-04-14-K01","Светильник LED FITO ДБЛ 04 14Вт 1173мм IEK","шт",null,"КОРОБКА/БОКС",30,1,1,952,793.33333333300004]
["10.02.03.09 Светильники ДБО 7000-7004"]
[null,"LT-LDBO0-7000-2-060-K01","Светильник ДБО 7000 под LED лампу 2хT8 600мм IP20 IEK","шт","Заказная","ГОФРОКОРОБ",18,1,1,1004.32,836.93333333299995,642.76480000000004,535.63733333333334]
[null,"LT-LDBO0-7001-2-120-K01","Светильник ДБО 7001 под LED лампу 2хT8 1200мм IP20 IEK","шт",null,"ГОФРОКОРОБ",9,1,1,1340.65,1117.2083333329999,858.01599999999996,715.01333333333332]
[null,"LT-LDBO0-7002-2-150-K01","Светильник ДБО 7002 под LED лампу 2хT8 1500мм IP20 IEK","шт","Заказная","ГОФРОКОРОБ",9,1,1,1596.5,1330.4166666660001,1021.76,851.4666666666667]
[null,"LT-LDBO0-7003-2-060-K01","Светильник ДБО 7003 под LED лампу 2хT8 600мм IP20 IEK","шт","Заказная","ГОФРОКОРОБ",14,1,1,1328.56,1107.1333333330001,850.27840000000003,708.56533333333334]
[null,"LT-LDBO0-7004-2-120-K01","Светильник ДБО 7004 под LED лампу 2хT8 1200мм IP20 IEK","шт",null,"ГОФРОКОРОБ",7,1,1,1730.38,1441.983333333,1107.4431999999999,922.86933333333332]
["10.02.04 Светильники декоративные"]
["10.02.04.01 Светильники встраиваемые"]
[null,"LUVB0-GX53-1-K01","Светильник 4114 встр. под лампу GX53 белый IEK","шт",null,"ГОФРОКОРОБ",100,10,10,198.1,165.08333333300001,126.78400000000001,105.65333333333334]
[null,"LUVB0-GX53-1-K22","Светильник 4114 встр. под лампу GX53 золото IEK","шт",null,"ГОФРОКОРОБ",100,10,10,212.77,177.30833333300001,136.1728,113.47733333333333]
[null,"LUVB0-GX53-1-K23","Светильник 4114 встр. под лампу GX53 хром IEK","шт",null,"ГОФРОКОРОБ",100,10,10,212.77,177.30833333300001,136.1728,113.47733333333333]
[null,"LUVB0-GX53-1-K27","Светильник 4114 встр. под лампу GX53 хром матовый IEK","шт",null,"ГОФРОКОРОБ",100,10,10,240.9,200.75,154.17599999999999,128.47999999999999]
[null,"LUVB0-GX70-1-K01","Светильник 4115 встр. под лампу GX70 белый IEK","шт",null,"ГОФРОКОРОБ",40,10,10,462.66,385.55,296.10239999999999,246.75200000000001]
[null,"LUVB0-GX70-1-K23","Светильник 4115 встр. под лампу GX70 хром IEK","шт",null,"ГОФРОКОРОБ",40,10,10,500.09,416.74166666600001,320.05759999999998,266.71466666666669]
[null,"LT-UVB0-4033-GX53-1-K01","Светильник 4033 встр. поворотн. GX53 белый IEK","шт",null,"ГОФРОКОРОБ",50,1,1,1225.24,1021.033333333,784.15359999999998,653.4613333333333]
[null,"LT-UVB0-4033-GX53-1-K02","Светильник 4033 встр. поворотн. GX53 черный IEK","шт",null,"ГОФРОКОРОБ",50,1,1,1225.24,1021.033333333,784.15359999999998,653.4613333333333]
[null,"LT-UVB0-4101-GU05-1-K01","Светильник 4101 встраиваемый MR16 квадрат пласт. белый IEK","шт",null,"ГОФРОКОРОБ",100,1,1,319,265.83333333299998,204.16,170.13333333333333]
[null,"LT-UVB0-4102-GU05-2-K01","Светильник 4102 встраиваемый 2хMR16 квадрат пласт. белый IEK","шт",null,"ГОФРОКОРОБ",100,1,1,594,495,380.16,316.8]
[null,"LT-UVB0-4103-GU05-3-K01","Светильник 4103 встраиваемый 3хMR16 квадрат пласт. белый IEK","шт",null,"ГОФРОКОРОБ",50,1,1,824.98,687.48333333300002,527.98720000000003,439.98933333333332]
[null,"LT-UVB0-4104-GU05-1-K01","Светильник 4104 встраиваемый MR16 круг пласт. белый IEK","шт",null,"ГОФРОКОРОБ",100,1,1,275,229.166666666,176,146.66666666666666]
[null,"LT-UVB0-4106-GU10-1-K22","Светильник 4106 встр. поворотн. GU10 белый/золото пласт. IEK","шт",null,"(пусто)",80,1,1,318.76,265.633333333]
[null,"LT-UVB0-4106-GU10-1-K23","Светильник 4106 встр. поворотн. GU10 белый/хром пласт. IEK","шт",null,"(пусто)",80,1,1,318.76,265.633333333]
[null,"LT-UVB0-4106-GU10-1-K30","Светильник 4106 встр. поворотн. GU10 белый/шокол. пласт. IEK","шт",null,"(пусто)",80,1,1,318.76,265.633333333]
[null,"LT-UVB0-4107-GU10-1-K22","Светильник 4107 встр. поворотн. GU10 белый/золото пласт. IEK","шт",null,"(пусто)",80,1,1,255.01,212.508333333]
[null,"LT-UVB0-4107-GU10-1-K23","Светильник 4107 встр. поворотн. GU10 белый/хром пласт. IEK","шт",null,"(пусто)",80,1,1,318,265,203.52,169.6]
[null,"LT-UVB0-4107-GU10-1-K30","Светильник 4107 встр. поворотн. GU10 белый/шокол. пласт. IEK","шт",null,"(пусто)",80,1,1,255.01,212.508333333]
[null,"LT-UVB0-4108-GU10-2-K22","Светильник 4108 встр. поворотн. 2хGU10 белый/зол. пласт. IEK","шт",null,"(пусто)",40,1,1,648.9,540.75]
[null,"LT-UVB0-4108-GU10-2-K23","Светильник 4108 встр. поворотн. 2хGU10 белый/хром пласт. IEK","шт",null,"(пусто)",40,1,1,618,515,395.52,329.6]
[null,"LT-UVB0-4109-GU10-1-K22","Светильник 4109 встр. поворотн. GU10 белый/золото пласт. IEK","шт",null,"(пусто)",80,1,1,350.56,292.133333333]
[null,"LT-UVB0-4109-GU10-1-K23","Светильник 4109 встр. поворотн. GU10 белый/хром пласт. IEK","шт",null,"(пусто)",80,1,1,342,285,218.88,182.4]
[null,"LT-UVB0-4109-GU10-1-K30","Светильник 4109 встр. поворотн. GU10 белый/шокол. пласт. IEK","шт",null,"(пусто)",80,1,1,350.56,292.133333333]
[null,"LT-UVB0-4110-GU10-1-K22","Светильник 4110 встр. поворотн. GU10 белый/золото пласт. IEK","шт",null,"(пусто)",80,1,1,350.56,292.133333333]
[null,"LT-UVB0-4110-GU10-1-K23","Светильник 4110 встр. поворотн. GU10 белый/хром пласт. IEK","шт",null,"(пусто)",80,1,1,342,285,218.88,182.4]
[null,"LT-UVB0-4110-GU10-1-K30","Светильник 4110 встр. поворотн. GU10 белый/шокол. пласт. IEK","шт",null,"(пусто)",80,1,1,350.56,292.133333333]
["10.02.04.02 Светильники потолочные"]
[null,"LT-UPB0-4205-GU10-1-K01","Светильник 4205 потолочный GU10 белый IEK","шт",null,"ГОФРОКОРОБ",50,1,1,990,825,633.6,528]
[null,"LT-UPB0-4205-GU10-1-K02","Светильник 4205 потолочный GU10 черный IEK","шт",null,"ГОФРОКОРОБ",50,1,1,990,825,633.6,528]
[null,"LT-UPB0-4209-GU10-4-K01","Светильник 4209 потолочный 4хGU10 белый IEK","шт",null,"ГОФРОКОРОБ",10,1,1,4790,3991.6666666659999,3065.6,2554.6666666666665]
[null,"LT-UPB0-4209-GU10-4-K02","Светильник 4209 потолочный 4хGU10 черный IEK","шт",null,"ГОФРОКОРОБ",10,1,1,4790,3991.6666666659999,3065.6,2554.6666666666665]
[null,"LT-USB0-4207-GU10-1-K01","Светильник 4207 настенно-потолочн. GU10 белый IEK","шт",null,"ГОФРОКОРОБ",50,1,1,1290,1075,825.6,688]
[null,"LT-USB0-4207-GU10-1-K02","Светильник 4207 настенно-потолочн. GU10 черный IEK","шт",null,"ГОФРОКОРОБ",50,1,1,1290,1075,825.6,688]
[null,"LT-USB0-4208-GU10-2-K01","Светильник 4208 настенно-потолочн. 2хGU10 белый IEK","шт",null,"ГОФРОКОРОБ",20,1,1,2490,2075,1593.6,1328]
[null,"LT-USB0-4208-GU10-2-K02","Светильник 4208 настенно-потолочн. 2хGU10 черный IEK","шт",null,"ГОФРОКОРОБ",20,1,1,2490,2075,1593.6,1328]
[null,"LUPB0-GX53-1-K01","Светильник 4113 накл. под лампу GX53 белый IEK","шт",null,"КОРОБКА/БОКС",100,10,10,286,238.33333333300001,183.04,152.53333333333333]
[null,"LUPB0-GX53-1-K02","Светильник 4113 накл. под лампу GX53 черный IEK","шт",null,"КОРОБКА/БОКС",100,10,10,308.11,256.758333333,197.19040000000001,164.32533333333333]
[null,"LUPB0-GX53-1-K23","Светильник 4113 накл. под лампу GX53 хром IEK","шт",null,"КОРОБКА/БОКС",100,10,10,267.11,222.59166666600001,170.9504,142.45866666666666]
[null,"LUPB0-GX53-1-K27","Светильник 4113 накл. под лампу GX53 хром матовый IEK","шт",null,"КОРОБКА/БОКС",100,10,10,267.11,222.59166666600001,170.9504,142.45866666666666]
[null,"LT-UPB0-4001-GU10-1-K01","Светильник 4001 накл. потолочн. GU10 белый IEK","шт",null,"ГОФРОКОРОБ",50,1,1,547.17999999999995,455.98333333300002,350.1952,291.82933333333335]
[null,"LT-UPB0-4001-GU10-1-K02","Светильник 4001 накл. потолочн. GU10 черный IEK","шт",null,"ГОФРОКОРОБ",50,1,1,547.17999999999995,455.98333333300002,350.1952,291.82933333333335]
[null,"LT-UPB0-4005-GU10-1-K01","Светильник 4005 накл. потолочн. GU10 белый IEK","шт",null,"ГОФРОКОРОБ",50,1,1,560.95000000000005,467.45833333299998,359.00799999999998,299.17333333333335]
[null,"LT-UPB0-4005-GU10-1-K02","Светильник 4005 накл. потолочн. GU10 черный IEK","шт",null,"ГОФРОКОРОБ",50,1,1,560.95000000000005,467.45833333299998,359.00799999999998,299.17333333333335]
[null,"LT-UPB0-4005-GU10-1-K22","Светильник 4005 накл. потолочн. GU10 золото IEK","шт",null,"ГОФРОКОРОБ",50,1,1,648.04,540.03333333299997,414.74560000000002,345.62133333333333]
[null,"LT-UPB0-4005-GU10-1-K23","Светильник 4005 накл. потолочн. GU10 хром IEK","шт",null,"ГОФРОКОРОБ",50,1,1,648.04,540.03333333299997,414.74560000000002,345.62133333333333]
[null,"LT-UPB0-4010-GX53-1-K01","Светильник 4010 накл. потолочн. GX53 белый IEK","шт",null,"ГОФРОКОРОБ",40,1,1,1067.22,889.35,683.02080000000001,569.18399999999997]
[null,"LT-UPB0-4010-GX53-1-K02","Светильник 4010 накл. потолочн. GX53 черный IEK","шт",null,"ГОФРОКОРОБ",40,1,1,1067.22,889.35,683.02080000000001,569.18399999999997]
[null,"LT-UPB0-4010-GX53-1-K22","Светильник 4010 накл. потолочн. GX53 золото IEK","шт",null,"ГОФРОКОРОБ",40,1,1,1156.0899999999999,963.40833333299997,739.89760000000001,616.5813333333333]
[null,"LT-UPB0-4010-GX53-1-K23","Светильник 4010 накл. потолочн. GX53 хром IEK","шт",null,"ГОФРОКОРОБ",40,1,1,1156.0899999999999,963.40833333299997,739.89760000000001,616.5813333333333]
[null,"LT-UPB0-4014-GX53-1-K23","Светильник 4014 потолочн. поворот. GX53 хром IEK","шт",null,"ГОФРОКОРОБ",50,1,1,1234.8,1029,790.27200000000005,658.56]
[null,"LT-UPB0-4015-GX53-1-K01","Светильник 4015 накл. потолочн. GX53 белый IEK","шт",null,"ГОФРОКОРОБ",80,1,1,884.62,737.18333333299995,566.15679999999998,471.79733333333331]
[null,"LT-UPB0-4015-GX53-1-K02","Светильник 4015 накл. потолочн. GX53 черный IEK","шт",null,"ГОФРОКОРОБ",80,1,1,884.62,737.18333333299995,566.15679999999998,471.79733333333331]
[null,"LT-UPB0-4016-GX53-1-K01","Светильник 4016 накл. потолочн. GX53 белый IEK","шт",null,"ГОФРОКОРОБ",50,1,1,991.91,826.59166666600004,634.82240000000002,529.01866666666672]
[null,"LT-UPB0-4016-GX53-1-K02","Светильник 4016 накл. потолочн. GX53 черный IEK","шт",null,"ГОФРОКОРОБ",50,1,1,991.91,826.59166666600004,634.82240000000002,529.01866666666672]
[null,"LT-UPB0-4016-GX53-1-K22","Светильник 4016 накл. потолочн. GX53 золото IEK","шт",null,"ГОФРОКОРОБ",50,1,1,990.94,825.78333333299997,634.20159999999998,528.50133333333338]
[null,"LT-UPB0-4016-GX53-1-K23","Светильник 4016 накл. потолочн. GX53 хром IEK","шт",null,"ГОФРОКОРОБ",50,1,1,990.94,825.78333333299997,634.20159999999998,528.50133333333338]
[null,"LT-UPB0-4017-GX53-1-K54","Светильник 4017 накл. потолочн. GX53 белый/хром IEK","шт",null,"ГОФРОКОРОБ",30,1,1,1292.3,1076.9166666660001,827.072,689.22666666666669]
[null,"LT-UPB0-4017-GX53-1-K55","Светильник 4017 накл. потолочн. GX53 белый/золото IEK","шт",null,"ГОФРОКОРОБ",30,1,1,1292.3,1076.9166666660001,827.072,689.22666666666669]
[null,"LT-UPB0-4017-GX53-1-K56","Светильник 4017 накл. потолочн. GX53 черный/хром IEK","шт",null,"ГОФРОКОРОБ",30,1,1,1292.3,1076.9166666660001,827.072,689.22666666666669]
[null,"LT-UPB0-4017-GX53-1-K57","Светильник 4017 накл. потолочн. GX53 черный/золото IEK","шт",null,"ГОФРОКОРОБ",30,1,1,1292.3,1076.9166666660001,827.072,689.22666666666669]
[null,"LT-USB0-4002-GU10-1-K01","Светильник 4002 настенно-потолочн. GU10 белый IEK","шт",null,"ГОФРОКОРОБ",50,1,1,858.62,715.51666666599999,549.51679999999999,457.93066666666664]
[null,"LT-USB0-4002-GU10-1-K02","Светильник 4002 настенно-потолочн. GU10 черный IEK","шт",null,"ГОФРОКОРОБ",50,1,1,858.62,715.51666666599999,549.51679999999999,457.93066666666664]
[null,"LT-USB0-4006-GU10-1-K01","Светильник 4006 настенно-потолочн. GU10 белый IEK","шт",null,"ГОФРОКОРОБ",50,1,1,869.4,724.5,556.41600000000005,463.68]
[null,"LT-USB0-4006-GU10-1-K02","Светильник 4006 настенно-потолочн. GU10 черный IEK","шт",null,"ГОФРОКОРОБ",50,1,1,869.4,724.5,556.41600000000005,463.68]
[null,"LT-USB0-4006-GU10-1-K22","Светильник 4006 настенно-потолочн. GU10 золото IEK","шт",null,"ГОФРОКОРОБ",50,1,1,904.06,753.383333333,578.59839999999997,482.16533333333331]
[null,"LT-USB0-4006-GU10-1-K23","Светильник 4006 настенно-потолочн. GU10 хром IEK","шт",null,"ГОФРОКОРОБ",50,1,1,904.06,753.383333333,578.59839999999997,482.16533333333331]
[null,"LT-USB0-4011-GX53-1-K01","Светильник 4011 настенно-потолочн. GX53 белый IEK","шт",null,"ГОФРОКОРОБ",40,1,1,1309.31,1091.091666666,837.95839999999998,698.29866666666669]
[null,"LT-USB0-4011-GX53-1-K02","Светильник 4011 настенно-потолочн. GX53 черный IEK","шт",null,"ГОФРОКОРОБ",40,1,1,1309.31,1091.091666666,837.95839999999998,698.29866666666669]
[null,"LT-USB0-4011-GX53-1-K22","Светильник 4011 настенно-потолочн. GX53 золото IEK","шт",null,"ГОФРОКОРОБ",40,1,1,1323,1102.5,846.72,705.6]
[null,"LT-USB0-4011-GX53-1-K23","Светильник 4011 настенно-потолочн. GX53 хром IEK","шт",null,"ГОФРОКОРОБ",40,1,1,1323,1102.5,846.72,705.6]
[null,"LT-UPB0-4032-GX53-1-K01","Светильник 4032 накл. потолочн. GX53 белый IEK","шт",null,"ГОФРОКОРОБ",100,1,1,831.05,692.54166666599997,531.87199999999996,443.22666666666669]
[null,"LT-UPB0-4032-GX53-1-K02","Светильник 4032 накл. потолочн. GX53 черный IEK","шт",null,"ГОФРОКОРОБ",100,1,1,831.05,692.54166666599997,531.87199999999996,443.22666666666669]
[null,"LT-UPB0-4044-GX53-1-K01","Светильник 4044 накл. потолочн. 4хGX53 белый IEK","шт",null,"ГОФРОКОРОБ",10,1,1,4796.8,3997.3333333330002,3069.9520000000002,2558.2933333333335]
[null,"LT-UPB0-4044-GX53-1-K02","Светильник 4044 накл. потолочн. 4хGX53 черный IEK","шт",null,"ГОФРОКОРОБ",10,1,1,4796.8,3997.3333333330002,3069.9520000000002,2558.2933333333335]
[null,"LT-USB0-4034-GX53-1-K01","Светильник 4034 настенно-потолочн. GX53 белый IEK","шт",null,"ГОФРОКОРОБ",50,1,1,1181.8399999999999,984.86666666600001,756.37760000000003,630.31466666666665]
[null,"LT-USB0-4034-GX53-1-K02","Светильник 4034 настенно-потолочн. GX53 черный IEK","шт",null,"ГОФРОКОРОБ",50,1,1,1181.8399999999999,984.86666666600001,756.37760000000003,630.31466666666665]
[null,"LT-USB0-4040-GX53-1-K01","Светильник 4040 настенно-потолочн. GX53 белый IEK","шт",null,"ГОФРОКОРОБ",50,1,1,1067.56,889.633333333,683.23839999999996,569.3653333333333]
[null,"LT-USB0-4040-GX53-1-K02","Светильник 4040 настенно-потолочн. GX53 черный IEK","шт",null,"ГОФРОКОРОБ",50,1,1,1067.56,889.633333333,683.23839999999996,569.3653333333333]
[null,"LT-USB0-4042-GX53-1-K01","Светильник 4042 настенно-потолочн. 2хGX53 белый IEK","шт",null,"ГОФРОКОРОБ",30,1,1,2389.44,1991.2,1529.2416000000001,1274.3679999999999]
[null,"LT-USB0-4042-GX53-1-K02","Светильник 4042 настенно-потолочн. 2хGX53 черный IEK","шт",null,"ГОФРОКОРОБ",30,1,1,2389.44,1991.2,1529.2416000000001,1274.3679999999999]
[null,"LT-UPB0-4111-GU10-1-K01","Светильник 4111 накл. потолочн. GU10 белый пласт. IEK","шт",null,"ГОФРОКОРОБ",60,1,1,456,380,291.83999999999997,243.2]
[null,"LT-UPB0-4111-GU10-1-K22","Светильник 4111 накл. потолочн. GU10 белый/золото пласт. IEK","шт",null,"ГОФРОКОРОБ",60,1,1,488.4,407]
[null,"LT-UPB0-4111-GU10-1-K23","Светильник 4111 накл. потолочн. GU10 белый/хром пласт. IEK","шт",null,"ГОФРОКОРОБ",60,1,1,528,440,337.92,281.60000000000002]
[null,"LT-UPB0-4112-GU10-1-K01","Светильник 4112 накл. потолочн. GU10 белый пласт. IEK","шт",null,"ГОФРОКОРОБ",60,1,1,576,480,368.64,307.2]
[null,"LT-UPB0-4112-GU10-1-K22","Светильник 4112 накл. потолочн. GU10 белый/золото пласт. IEK","шт",null,"ГОФРОКОРОБ",60,1,1,591.6,493]
[null,"LT-UPB0-4112-GU10-1-K23","Светильник 4112 накл. потолочн. GU10 белый/хром пласт. IEK","шт",null,"ГОФРОКОРОБ",60,1,1,612,510,391.68,326.39999999999998]
["10.02.04.03 Светильники настенно-потолочные"]
[null,"LDPB0-1001-12-4000-K01","Светильник LED ДПБ 1001 12Вт IP20 4000K круг белый IEK","шт",null,"ГОФРОКОРОБ",20,1,1,1312.1,1093.4166666660001,839.74400000000003,699.78666666666663]
[null,"LDPB0-1002-18-4000-K01","Светильник LED ДПБ 1002 18Вт IP20 4000K круг белый IEK","шт",null,"ГОФРОКОРОБ",10,1,1,1825.48,1521.233333333,1168.3072,973.58933333333334]
[null,"LDPB0-1003-24-4000-K01","Светильник LED ДПБ 1003 24Вт IP20 4000K круг белый IEK","шт",null,"ГОФРОКОРОБ",10,1,1,2405.48,2004.5666666659999,1539.5072,1282.9226666666666]
[null,"LDPB0-3001-12-4000-K01","Светильник LED ДПБ 3001 12Вт IP54 4000K круг белый IEK","шт",null,"ГОФРОКОРОБ",20,1,1,1638.98,1365.8166666659999]
[null,"LDPB0-3009-40-4000-K01","Светильник LED ДПБ 3009 40Вт IP54 4000K круг белый IEK","шт",null,"ГОФРОКОРОБ",10,1,1,3866.32,3221.9333333330001]
[null,"LDPB0-3103-18-4000-K01","Светильник LED ДПБ 3103 18Вт IP54 4000K круг серебро IEK","шт",null,"ГОФРОКОРОБ",20,1,1,1933.18,1610.983333333]
[null,"LDPB0-3105-24-4000-K01","Светильник LED ДПБ 3105 24Вт IP54 4000K круг серебро IEK","шт",null,"ГОФРОКОРОБ",20,1,1,2460.4,2050.3333333330002]
["10.02.04.04 Светильники подвесные"]
[null,"LT-UPB0-4211-GU10-1-K01","Светильник 4211 подвесной GU10 белый IEK","шт",null,"ГОФРОКОРОБ",30,1,1,1390,1158.3333333329999,889.6,741.33333333333337]
[null,"LT-UPB0-4211-GU10-1-K02","Светильник 4211 подвесной GU10 черный IEK","шт",null,"ГОФРОКОРОБ",30,1,1,1390,1158.3333333329999,889.6,741.33333333333337]
[null,"LT-UCB0-4007-GU10-1-K01","Светильник 4007 подвесной GU10 белый IEK","шт",null,"ГОФРОКОРОБ",50,1,1,932.4,777,596.73599999999999,497.28]
[null,"LT-UCB0-4007-GU10-1-K02","Светильник 4007 подвесной GU10 черный IEK","шт",null,"ГОФРОКОРОБ",50,1,1,932.4,777,596.73599999999999,497.28]
[null,"LT-UCB0-4007-GU10-1-K23","Светильник 4007 подвесной GU10 хром IEK","шт",null,"ГОФРОКОРОБ",50,1,1,1014.3,845.25,649.15200000000004,540.96]
[null,"LT-UCB0-4012-GX53-1-K01","Светильник 4012 подвесной GX53 белый IEK","шт",null,"ГОФРОКОРОБ",40,1,1,1279.96,1066.6333333330001,819.17439999999999,682.64533333333338]
[null,"LT-UCB0-4012-GX53-1-K02","Светильник 4012 подвесной GX53 черный IEK","шт",null,"ГОФРОКОРОБ",40,1,1,1279.96,1066.6333333330001,819.17439999999999,682.64533333333338]
[null,"LT-UCB0-4012-GX53-1-K22","Светильник 4012 подвесной GX53 золото IEK","шт",null,"ГОФРОКОРОБ",40,1,1,1473.16,1227.6333333330001,942.82240000000002,785.68533333333335]
[null,"LT-UCB0-4012-GX53-1-K23","Светильник 4012 подвесной GX53 хром IEK","шт",null,"ГОФРОКОРОБ",40,1,1,1473.16,1227.6333333330001,942.82240000000002,785.68533333333335]
["10.02.04.06 Светильники настенные"]
[null,"LT-UBB0-4013-GX53-1-K01","Светильник 4013 настенный GX53 белый IEK","шт",null,"ГОФРОКОРОБ",40,1,1,1590,1325,1017.6,848]
[null,"LT-UBB0-4013-GX53-1-K02","Светильник 4013 настенный GX53 черный IEK","шт",null,"ГОФРОКОРОБ",40,1,1,1590,1325,1017.6,848]
[null,"LT-UBB0-4212-GU10-1-K01","Светильник 4212 настенный GU10 белый IEK","шт",null,"ГОФРОКОРОБ",30,1,1,1390,1158.3333333329999,889.6,741.33333333333337]
[null,"LT-UBB0-4212-GU10-1-K02","Светильник 4212 настенный GU10 черный IEK","шт",null,"ГОФРОКОРОБ",30,1,1,1390,1158.3333333329999,889.6,741.33333333333337]
[null,"LT-UBB0-4008-GU10-1-K01","Светильник 4008 настенный GU10 белый IEK","шт",null,"ГОФРОКОРОБ",40,1,1,887.04,739.2,567.7056,473.08800000000002]
[null,"LT-UBB0-4008-GU10-1-K02","Светильник 4008 настенный GU10 черный IEK","шт",null,"ГОФРОКОРОБ",40,1,1,887.04,739.2,567.7056,473.08800000000002]
[null,"LT-UBB0-4008-GU10-1-K22","Светильник 4008 настенный GU10 золото IEK","шт",null,"ГОФРОКОРОБ",40,1,1,886.58,738.81666666599995,567.41120000000001,472.84266666666667]
[null,"LT-UBB0-4008-GU10-1-K23","Светильник 4008 настенный GU10 хром IEK","шт",null,"ГОФРОКОРОБ",40,1,1,886.58,738.81666666599995,567.41120000000001,472.84266666666667]
[null,"LT-UBB0-4009-GU10-2-K01","Светильник 4009 настенный 2хGU10 белый IEK","шт",null,"ГОФРОКОРОБ",40,1,1,1259.92,1049.9333333330001,806.34879999999998,671.95733333333328]
[null,"LT-UBB0-4009-GU10-2-K02","Светильник 4009 настенный 2хGU10 черный IEK","шт",null,"ГОФРОКОРОБ",40,1,1,1259.92,1049.9333333330001,806.34879999999998,671.95733333333328]
[null,"LT-UBB0-4035-GX53-1-K01","Светильник 4035 настенный GX53 белый IEK","шт",null,"ГОФРОКОРОБ",30,1,1,1404.64,1170.533333333,898.96960000000001,749.14133333333336]
[null,"LT-UBB0-4035-GX53-1-K02","Светильник 4035 настенный GX53 черный IEK","шт",null,"ГОФРОКОРОБ",30,1,1,1404.64,1170.533333333,898.96960000000001,749.14133333333336]
[null,"LT-UBB0-4041-GX53-1-K01","Светильник 4041 настенный GX53 белый IEK","шт",null,"ГОФРОКОРОБ",30,1,1,1256.8,1047.3333333329999,804.35199999999998,670.29333333333329]
[null,"LT-UBB0-4041-GX53-1-K02","Светильник 4041 настенный GX53 черный IEK","шт",null,"ГОФРОКОРОБ",30,1,1,1256.8,1047.3333333329999,804.35199999999998,670.29333333333329]
["10.02.04.07 Светильники для подстветки картин и зеркал"]
[null,"LT-DBB0-4701-03-30-K01","Светильник LED 4701 настенный 3Вт 3000К IP20 белый IEK","шт",null,"ГОФРОКОРОБ",30,1,1,2390,1991.6666666660001,1529.6,1274.6666666666667]
[null,"LT-DBB0-4701-03-30-K02","Светильник LED 4701 настенный 3Вт 3000К IP20 черный IEK","шт",null,"ГОФРОКОРОБ",30,1,1,2390,1991.6666666660001,1529.6,1274.6666666666667]
[null,"LT-DBB0-5114-09-40-K27","Светильник LED 5114 настенный 9Вт 4000К IP20 белый/хром IEK","шт",null,"ГОФРОКОРОБ",10,1,1,4990,4158.3333333330002,3193.6,2661.3333333333335]
[null,"LT-DBB0-5114-09-40-K57","Светильник LED 5114 настенный 9Вт 4000К IP20 черн/золото IEK","шт",null,"ГОФРОКОРОБ",10,1,1,4990,4158.3333333330002,3193.6,2661.3333333333335]
[null,"LT-DBB0-5115-08-40-K01","Светильник LED 5115 настенный 8Вт 4000К IP20 белый IEK","шт",null,"ГОФРОКОРОБ",10,1,1,5990,4991.6666666660003,3833.6,3194.6666666666665]
[null,"LT-DBB0-5115-08-40-K02","Светильник LED 5115 настенный 8Вт 4000К IP20 черный IEK","шт",null,"ГОФРОКОРОБ",10,1,1,5990,4991.6666666660003,3833.6,3194.6666666666665]
[null,"LT-DBB0-5115-08-40-K49","Светильник LED 5115 настенный 8Вт 4000К IP20 латунь IEK","шт",null,"ГОФРОКОРОБ",10,1,1,6490,5408.3333333330002,4153.6000000000004,3461.3333333333335]
[null,"LT-DBB0-5116-08-40-K01","Светильник LED 5116 настенный 8Вт 4000К IP44 белый IEK","шт",null,"ГОФРОКОРОБ",10,1,1,4990,4158.3333333330002,3193.6,2661.3333333333335]
[null,"LT-DBB0-5116-08-40-K02","Светильник LED 5116 настенный 8Вт 4000К IP44 черный IEK","шт",null,"ГОФРОКОРОБ",10,1,1,4990,4158.3333333330002,3193.6,2661.3333333333335]
[null,"LT-DBB0-5116-08-40-K27","Светильник LED 5116 настенный 8Вт 4000К IP44 серебро IEK","шт",null,"ГОФРОКОРОБ",10,1,1,4990,4158.3333333330002,3193.6,2661.3333333333335]
["10.02.04.08 Светильники трековые декоративные"]
[null,"LT-UPB0-4206-GU10-1-K01","Светильник 4206 декор. трековый GU10 белый IEK","шт",null,"ГОФРОКОРОБ",50,1,1,1290,1075,825.6,688]
[null,"LT-UPB0-4206-GU10-1-K02","Светильник 4206 декор. трековый GU10 черный IEK","шт",null,"ГОФРОКОРОБ",50,1,1,1290,1075,825.6,688]
[null,"LT-UPB0-4213-GU10-1-K01","Светильник 4213 декор. трековый подвесной GU10 белый IEK","шт",null,"ГОФРОКОРОБ",30,1,1,1490,1241.6666666660001,953.6,794.66666666666663]
[null,"LT-UPB0-4213-GU10-1-K02","Светильник 4213 декор. трековый подвесной GU10 черный IEK","шт",null,"ГОФРОКОРОБ",30,1,1,1490,1241.6666666660001,953.6,794.66666666666663]
[null,"LT-UCB0-4117-GU10-1-K01","Светильник 4117 декор. трековый подвесной GU10 белый IEK","шт",null,"ГОФРОКОРОБ",50,1,1,1173,977.5,750.72,625.6]
[null,"LT-UCB0-4117-GU10-1-K02","Светильник 4117 декор. трековый подвесной GU10 черный IEK","шт",null,"ГОФРОКОРОБ",50,1,1,1173,977.5,750.72,625.6]
[null,"LT-UCB0-4117-GU10-1-K22","Светильник 4117 декор. трековый подвесной GU10 золото IEK","шт",null,"ГОФРОКОРОБ",50,1,1,1123.5,936.25,719.04,599.20000000000005]
[null,"LT-UCB0-4117-GU10-1-K23","Светильник 4117 декор. трековый подвесной GU10 хром IEK","шт",null,"ГОФРОКОРОБ",50,1,1,1123.5,936.25,719.04,599.20000000000005]
[null,"LT-UCB0-4119-GX53-1-K01","Светильник 4119 декор. трековый подвесной GX53 белый IEK","шт",null,"ГОФРОКОРОБ",40,1,1,1265,1054.1666666660001,809.6,674.66666666666663]
[null,"LT-UCB0-4119-GX53-1-K02","Светильник 4119 декор. трековый подвесной GX53 черный IEK","шт",null,"ГОФРОКОРОБ",40,1,1,1265,1054.1666666660001,809.6,674.66666666666663]
[null,"LT-UCB0-4119-GX53-1-K22","Светильник 4119 декор. трековый подвесной GX53 золото IEK","шт",null,"ГОФРОКОРОБ",40,1,1,1207.5,1006.25,772.8,644]
[null,"LT-UCB0-4119-GX53-1-K23","Светильник 4119 декор. трековый подвесной GX53 хром IEK","шт",null,"ГОФРОКОРОБ",40,1,1,1207.5,1006.25,772.8,644]
[null,"LT-USB0-4116-GU10-1-K01","Светильник 4116 декор. трековый поворотный GU10 белый IEK","шт",null,"ГОФРОКОРОБ",50,1,1,890.9,742.41666666599997,570.17600000000004,475.14666666666665]
[null,"LT-USB0-4116-GU10-1-K02","Светильник 4116 декор. трековый поворотный GU10 черный IEK","шт",null,"ГОФРОКОРОБ",50,1,1,890.9,742.41666666599997,570.17600000000004,475.14666666666665]
[null,"LT-USB0-4116-GU10-1-K22","Светильник 4116 декор. трековый поворотный GU10 золото IEK","шт",null,"ГОФРОКОРОБ",50,1,1,876.76,730.633333333,561.12639999999999,467.60533333333331]
[null,"LT-USB0-4116-GU10-1-K23","Светильник 4116 декор. трековый поворотный GU10 хром IEK","шт",null,"ГОФРОКОРОБ",50,1,1,876.76,730.633333333,561.12639999999999,467.60533333333331]
[null,"LT-USB0-4118-GX53-1-K01","Светильник 4118 декор. трековый поворотный GX53 белый IEK","шт",null,"ГОФРОКОРОБ",40,1,1,1207.5,1006.25,772.8,644]
[null,"LT-USB0-4118-GX53-1-K02","Светильник 4118 декор. трековый поворотный GX53 черный IEK","шт",null,"ГОФРОКОРОБ",40,1,1,1207.5,1006.25,772.8,644]
[null,"LT-USB0-4118-GX53-1-K22","Светильник 4118 декор. трековый поворотный GX53 золото IEK","шт",null,"ГОФРОКОРОБ",40,1,1,1155,962.5,739.2,616]
[null,"LT-USB0-4118-GX53-1-K23","Светильник 4118 декор. трековый поворотный GX53 хром IEK","шт",null,"ГОФРОКОРОБ",40,1,1,1155,962.5,739.2,616]
["10.02.04.09 Шинопровод для трековых светильников"]
[null,"LT-SO0D-KPT-D15-K01","Комплект подвеса для ШП с тросом 1,5м белый IEK","шт",null,"ГОФРОКОРОБ",50,1,1,501.55,417.95833333299998,320.99200000000002,267.49333333333334]
[null,"LT-SO0D-KPT-D15-K02","Комплект подвеса для ШП с тросом 1,5м черный IEK","шт",null,"ГОФРОКОРОБ",50,1,1,501.55,417.95833333299998,320.99200000000002,267.49333333333334]
[null,"LT-SO0D-SGV-1-K01","Соединитель гибкий внутренний для 1Ф ШП белый IEK","шт",null,"ГОФРОКОРОБ",50,1,1,679.09,565.90833333299997,434.61759999999998,362.18133333333333]
[null,"LT-SO0D-SGV-1-K02","Соединитель гибкий внутренний для 1Ф ШП черный IEK","шт",null,"ГОФРОКОРОБ",50,1,1,679.09,565.90833333299997,434.61759999999998,362.18133333333333]
[null,"LT-SO0D-SLV-1-K01","Соединитель L-обр. внутренний для 1Ф ШП белый IEK","шт",null,"ГОФРОКОРОБ",50,1,1,215,179.166666666,137.6,114.66666666666667]
[null,"LT-SO0D-SLV-1-K02","Соединитель L-обр. внутренний для 1Ф ШП черный IEK","шт",null,"ГОФРОКОРОБ",50,1,1,215,179.166666666,137.6,114.66666666666667]
[null,"LT-SO0D-SPD-1-D15-K01-1","Шинопровод осветительный 1Ф 1,5м белый + комплект IEK","шт",null,"ГОФРОКОРОБ",20,1,1,1218.28,1015.233333333,779.69920000000002,649.74933333333331]
[null,"LT-SO0D-SPD-1-D15-K02-1","Шинопровод осветительный 1Ф 1,5м черный + комплект IEK","шт",null,"ГОФРОКОРОБ",20,1,1,1218.28,1015.233333333,779.69920000000002,649.74933333333331]
[null,"LT-SO0D-SPV-1-K01","Соединитель прямой внутренний для 1Ф ШП белый IEK","шт",null,"ГОФРОКОРОБ",50,1,1,183.59,152.99166666599999,117.49760000000001,97.914666666666662]
[null,"LT-SO0D-SPV-1-K02","Соединитель прямой внутренний для 1Ф ШП черный IEK","шт",null,"ГОФРОКОРОБ",50,1,1,183.59,152.99166666599999,117.49760000000001,97.914666666666662]
["10.02.04.10 Светильники уличные декоративные"]
[null,"LT-UPU0-5204-GX53-1-K02","Светильник уличный 5204 потолочный GX53 IP65 черный IEK","шт",null,"ГОФРОКОРОБ",40,1,1,1428.62,1190.516666666,914.31679999999994,761.93066666666664]
[null,"LT-UPU0-5304-GX53-1-K02","Светильник уличный 5304 потолочный GX53 IP65 черный IEK","шт",null,"ГОФРОКОРОБ",40,1,1,1428.62,1190.516666666,914.31679999999994,761.93066666666664]
[null,"LT-UPU0-5304-GX53-1-K03","Светильник уличный 5304 потолочный GX53 IP65 серый IEK","шт",null,"ГОФРОКОРОБ",40,1,1,1428.62,1190.516666666,914.31679999999994,761.93066666666664]
[null,"LT-UPU0-5204-GX53-1-K03","Светильник уличный 5204 потолочный GX53 IP65 серый IEK","шт",null,"ГОФРОКОРОБ",40,1,1,1428.62,1190.516666666,914.31679999999994,761.93066666666664]
[null,"LT-UPU0-5204-GX53-1-K01","Светильник уличный 5204 потолочный GX53 IP65 белый IEK","шт",null,"ГОФРОКОРОБ",40,1,1,1428.62,1190.516666666,914.31679999999994,761.93066666666664]
[null,"LT-UPU0-5304-GX53-1-K01","Светильник уличный 5304 потолочный GX53 IP65 белый IEK","шт",null,"ГОФРОКОРОБ",40,1,1,1428.62,1190.516666666,914.31679999999994,761.93066666666664]
[null,"LT-DBU0-5102-010-40-K02","Светильник уличный LED 5102 наст. 10Вт 4000К IP54 черный IEK","шт",null,"ГОФРОКОРОБ",10,1,1,7868.94,6557.45,5036.1216000000004,4196.768]
[null,"LT-DBU0-5102-010-40-K03","Светильник уличный LED 5102 наст. 10Вт 4000К IP54 серый IEK","шт",null,"ГОФРОКОРОБ",10,1,1,7868.94,6557.45,5036.1216000000004,4196.768]
[null,"LT-DBU0-5103-010-40-K02","Светильник уличный LED 5103 наст. 10Вт 4000К IP54 черный IEK","шт",null,"ГОФРОКОРОБ",10,1,1,7868.94,6557.45,5036.1216000000004,4196.768]
[null,"LT-DBU0-5103-010-40-K03","Светильник уличный LED 5103 наст. 10Вт 4000К IP54 серый IEK","шт",null,"ГОФРОКОРОБ",10,1,1,7868.94,6557.45,5036.1216000000004,4196.768]
[null,"LT-DBU0-5111-006-40-K01","Светильник уличный LED 5111 наст. 6Вт 4000К IP65 белый IEK","шт",null,"ГОФРОКОРОБ",20,1,1,2832,2360,1812.48,1510.4]
[null,"LT-DBU0-5111-006-40-K02","Светильник уличный LED 5111 наст. 6Вт 4000К IP65 черный IEK","шт",null,"ГОФРОКОРОБ",20,1,1,2832,2360,1812.48,1510.4]
[null,"LT-DBU0-5111-006-40-K03","Светильник уличный LED 5111 наст. 6Вт 4000К IP65 серый IEK","шт",null,"ГОФРОКОРОБ",20,1,1,2832,2360,1812.48,1510.4]
[null,"LT-UBU0-5100-E27-1-K02","Светильник уличный 5100 настенный E27 IP54 черный IEK","шт",null,"ГОФРОКОРОБ",10,1,1,3004.4,2503.6666666659999,1922.816,1602.3466666666666]
[null,"LT-UBU0-5101-E27-2-K02","Светильник уличный 5101 настенный E27 IP54 черный IEK","шт",null,"ГОФРОКОРОБ",10,1,1,4299.68,3583.0666666659999,2751.7952,2293.1626666666666]
[null,"LT-UBU0-5107-GU10-1-K01","Светильник уличный 5107 настенный GU10 IP65 белый IEK","шт",null,"ГОФРОКОРОБ",40,1,1,1713.5,1427.9166666660001,1096.6400000000001,913.86666666666667]
[null,"LT-UBU0-5107-GU10-1-K02","Светильник уличный 5107 настенный GU10 IP65 черный IEK","шт",null,"ГОФРОКОРОБ",40,1,1,1713.5,1427.9166666660001,1096.6400000000001,913.86666666666667]
[null,"LT-UBU0-5107-GU10-1-K03","Светильник уличный 5107 настенный GU10 IP65 серый IEK","шт",null,"ГОФРОКОРОБ",40,1,1,1713.5,1427.9166666660001,1096.6400000000001,913.86666666666667]
[null,"LT-UBU0-5108-GU10-2-K01","Светильник уличный 5108 настенный 2хGU10 IP65 белый IEK","шт",null,"ГОФРОКОРОБ",30,1,1,2185,1820.8333333329999,1398.4,1165.3333333333333]
[null,"LT-UBU0-5108-GU10-2-K02","Светильник уличный 5108 настенный 2хGU10 IP65 черный IEK","шт",null,"ГОФРОКОРОБ",30,1,1,2185,1820.8333333329999,1398.4,1165.3333333333333]
[null,"LT-UBU0-5108-GU10-2-K03","Светильник уличный 5108 настенный 2хGU10 IP65 серый IEK","шт",null,"ГОФРОКОРОБ",30,1,1,2185,1820.8333333329999,1398.4,1165.3333333333333]
[null,"LT-UBU0-5220-GU10-1-K01","Светильник уличный 5220 настенный GU10 IP65 белый IEK","шт",null,"ГОФРОКОРОБ",40,1,1,1943.5,1619.5833333329999,1243.8399999999999,1036.5333333333333]
[null,"LT-UBU0-5220-GU10-1-K02","Светильник уличный 5220 настенный GU10 IP65 черный IEK","шт",null,"ГОФРОКОРОБ",40,1,1,1943.5,1619.5833333329999,1243.8399999999999,1036.5333333333333]
[null,"LT-UBU0-5220-GU10-1-K03","Светильник уличный 5220 настенный GU10 IP65 серый IEK","шт",null,"ГОФРОКОРОБ",40,1,1,1943.5,1619.5833333329999,1243.8399999999999,1036.5333333333333]
[null,"LT-UBU0-5221-GU10-2-K01","Светильник уличный 5221 настенный 2хGU10 IP65 белый IEK","шт",null,"ГОФРОКОРОБ",30,1,1,2541.9,2118.25,1626.816,1355.68]
[null,"LT-UBU0-5221-GU10-2-K02","Светильник уличный 5221 настенный 2хGU10 IP65 черный IEK","шт",null,"ГОФРОКОРОБ",30,1,1,2541.9,2118.25,1626.816,1355.68]
[null,"LT-UBU0-5221-GU10-2-K03","Светильник уличный 5221 настенный 2хGU10 IP65 серый IEK","шт",null,"ГОФРОКОРОБ",30,1,1,2541.9,2118.25,1626.816,1355.68]
[null,"LT-UPU0-5104-GX53-1-K01","Светильник уличный 5104 потолочный GX53 IP65 белый IEK","шт",null,"ГОФРОКОРОБ",50,1,1,1287.74,1073.1166666659999,824.15359999999998,686.79466666666667]
[null,"LT-UPU0-5104-GX53-1-K02","Светильник уличный 5104 потолочный GX53 IP65 черный IEK","шт",null,"ГОФРОКОРОБ",50,1,1,1287.74,1073.1166666659999,824.15359999999998,686.79466666666667]
[null,"LT-UPU0-5104-GX53-1-K03","Светильник уличный 5104 потолочный GX53 IP65 серый IEK","шт",null,"ГОФРОКОРОБ",50,1,1,1287.74,1073.1166666659999,824.15359999999998,686.79466666666667]
[null,"LT-UPU0-5110-GU10-1-K01","Светильник уличный 5110 потолочный GU10 IP65 белый IEK","шт",null,"ГОФРОКОРОБ",50,1,1,1380,1150,883.2,736]
[null,"LT-UPU0-5110-GU10-1-K02","Светильник уличный 5110 потолочный GU10 IP65 черный IEK","шт",null,"ГОФРОКОРОБ",50,1,1,1380,1150,883.2,736]
[null,"LT-UPU0-5110-GU10-1-K03","Светильник уличный 5110 потолочный GU10 IP65 серый IEK","шт",null,"ГОФРОКОРОБ",50,1,1,1380,1150,883.2,736]
[null,"LT-UPU0-5112-GU10-1-K02","Светильник уличный 5112 настенный GU10 IP65 черный IEK","шт",null,"ГОФРОКОРОБ",40,1,1,1897.5,1581.25,1214.4000000000001,1012]
[null,"LT-UPU0-5112-GU10-1-K03","Светильник уличный 5112 настенный GU10 IP65 серый IEK","шт",null,"ГОФРОКОРОБ",40,1,1,1897.5,1581.25,1214.4000000000001,1012]
[null,"LT-UPU0-5113-GU10-2-K02","Светильник уличный 5113 настенный 2хGU10 IP65 черный IEK","шт",null,"ГОФРОКОРОБ",40,1,1,2552,2126.6666666659999,1633.28,1361.0666666666666]
[null,"LT-UPU0-5113-GU10-2-K03","Светильник уличный 5113 настенный 2хGU10 IP65 серый IEK","шт",null,"ГОФРОКОРОБ",40,1,1,2552,2126.6666666659999,1633.28,1361.0666666666666]
[null,"LT-UPU0-5222-GU10-1-K01","Светильник уличный 5222 потолочный GU10 IP65 белый IEK","шт",null,"ГОФРОКОРОБ",50,1,1,1587,1322.5,1015.68,846.4]
[null,"LT-UPU0-5222-GU10-1-K02","Светильник уличный 5222 потолочный GU10 IP65 черный IEK","шт",null,"ГОФРОКОРОБ",50,1,1,1587,1322.5,1015.68,846.4]
[null,"LT-UPU0-5222-GU10-1-K03","Светильник уличный 5222 потолочный GU10 IP65 серый IEK","шт",null,"ГОФРОКОРОБ",50,1,1,1587,1322.5,1015.68,846.4]
["10.02.04.ХХ Продукция выведенная из ассортимента"]
[null,"LUPB0-GX53-1-K22","Светильник 4113 накл. под лампу GX53 золото IEK","шт",null,"КОРОБКА/БОКС",100,10,10,176.41,147.008333333,112.9024,94.085333333333338]
[null,"LUVB0-GU05-1-K22","Светильник встраиваемый под лампу MR16 золото IEK","шт",null,"ГОФРОКОРОБ",200,10,10,128,106.666666666,81.92,68.266666666666666]
[null,"LUVB0-GU05-1-K23","Светильник встраиваемый под лампу MR16 хром IEK","шт",null,"ГОФРОКОРОБ",200,10,10,125,104.166666666,80,66.666666666666671]
[null,"LUVB0-GU05-1-K29","Светильник встраиваемый под лампу MR16 бронза IEK","шт",null,"ГОФРОКОРОБ",200,10,10,125,104.166666666,80,66.666666666666671]
[null,"LT-UPB0-4014-GX53-1-K01","Светильник 4014 потолочн. поворот. GX53 белый IEK","шт",null,"ГОФРОКОРОБ",50,1,1,1144.5,953.75,732.48,610.4]
[null,"LT-UPB0-4014-GX53-1-K02","Светильник 4014 потолочн. поворот. GX53 черный IEK","шт",null,"ГОФРОКОРОБ",50,1,1,1144.5,953.75,732.48,610.4]
[null,"LT-UPB0-4015-GX53-1-K23","Светильник 4015 накл. потолочн. GX53 хром IEK","шт",null,"ГОФРОКОРОБ",80,1,1,780,650,499.2,416]
[null,"LDPB0-2001-18-4000-K01","Светильник LED ДПБ 2001 18Вт IP20 4000К круг белый IEK","шт",null,"ГОФРОКОРОБ",20,1,1,500.6,417.16666666600003,320.38400000000001,266.98666666666668]
[null,"LDPB0-2002-12-4000-K01","Светильник LED ДПБ 2002 12Вт IP20 4000К круг белый IEK","шт",null,"ГОФРОКОРОБ",20,1,1,454,378.33333333299998,290.56,242.13333333333333]
[null,"LDPB0-2002-18-4000-K01","Светильник LED ДПБ 2002 18Вт IP20 4000K круг белый IEK","шт",null,"ГОФРОКОРОБ",20,1,1,500.6,417.16666666600003,320.38400000000001,266.98666666666668]
[null,"LDPB0-2003-12-4000-K01","Светильник LED ДПБ 2003 12Вт IP20 4000К круг белый IEK","шт",null,"ГОФРОКОРОБ",20,1,1,454,378.33333333299998,290.56,242.13333333333333]
[null,"LDPB0-2004-12-4000-K01","Светильник LED ДПБ 2004 12Вт IP20 4000К круг белый IEK","шт",null,"ГОФРОКОРОБ",20,1,1,494,411.66666666600003,316.16000000000003,263.46666666666664]
[null,"LDPB0-2004-18-4000-K01","Светильник LED ДПБ 2004 18Вт IP20 4000К круг белый IEK","шт",null,"ГОФРОКОРОБ",12,1,1,610,508.33333333299998,390.4,325.33333333333331]
[null,"LDPB0-2005-12-4000-K01","Светильник LED ДПБ 2005 12Вт IP20 4000К круг белый IEK","шт",null,"ГОФРОКОРОБ",20,1,1,454,378.33333333299998,290.56,242.13333333333333]
[null,"LDPB0-2006-12-4000-K01","Светильник LED ДПБ 2006 12Вт IP20 4000К круг белый IEK","шт",null,"ГОФРОКОРОБ",20,1,1,494,411.66666666600003,316.16000000000003,263.46666666666664]
[null,"LDPB0-2006-18-4000-K01","Светильник LED ДПБ 2006 18Вт IP20 4000К круг белый IEK","шт",null,"ГОФРОКОРОБ",12,1,1,610,508.33333333299998,390.4,325.33333333333331]
[null,"LDPB0-2007-12-4000-K01","Светильник LED ДПБ 2007 12Вт IP20 4000К круг белый IEK","шт",null,"ГОФРОКОРОБ",20,1,1,494,411.66666666600003,316.16000000000003,263.46666666666664]
[null,"LDPB0-2008-18-4000-K01","Светильник LED ДПБ 2008 18Вт IP20 4000К круг белый IEK","шт",null,"ГОФРОКОРОБ",12,1,1,610,508.33333333299998,390.4,325.33333333333331]
[null,"LDPB0-2009-12-4000-K01","Светильник LED ДПБ 2009 12Вт IP20 4000К круг белый IEK","шт",null,"ГОФРОКОРОБ",20,1,1,494,411.66666666600003,316.16000000000003,263.46666666666664]
[null,"LDPB0-2012-18-4000-K01","Светильник LED ДПБ 2012 18Вт IP20 4000К круг белый IEK","шт",null,"ГОФРОКОРОБ",12,1,1,610,508.33333333299998,390.4,325.33333333333331]
[null,"LDPB0-3003-18-4000-K01","Светильник LED ДПБ 3003 18Вт IP54 4000K круг белый IEK","шт",null,"ГОФРОКОРОБ",20,1,1,1849.1,1540.9166666660001,1183.424,986.18666666666661]
[null,"LDPB0-3005-24-4000-K01","Светильник LED ДПБ 3005 24Вт IP54 4000K круг белый IEK","шт",null,"ГОФРОКОРОБ",20,1,1,2303,1919.1666666660001,1473.92,1228.2666666666667]
[null,"LDPB0-3007-32-4000-K01","Светильник LED ДПБ 3007 32Вт IP54 4000K круг белый IEK","шт",null,"ГОФРОКОРОБ",10,1,1,2776.73,2313.9416666659999,1777.1071999999999,1480.9226666666666]
[null,"LDPB0-3101-12-4000-K01","Светильник LED ДПБ 3101 12Вт IP54 4000K круг серебро IEK","шт",null,"ГОФРОКОРОБ",20,1,1,1681.02,1400.85,1075.8527999999999,896.54399999999998]
[null,"LDPB0-3201-12-4000-K01","Светильник LED ДПБ 3201 12Вт IP54 4000K круг роз. золото IEK","шт",null,"ГОФРОКОРОБ",20,1,1,1438.3,1198.5833333329999]
[null,"LDPB0-3203-18-4000-K01","Светильник LED ДПБ 3203 18Вт IP54 4000K круг роз. золото IEK","шт",null,"ГОФРОКОРОБ",20,1,1,1654.06,1378.3833333330001]
[null,"LDPB0-3205-24-4000-K01","Светильник LED ДПБ 3205 24Вт IP54 4000K круг роз. золото IEK","шт",null,"ГОФРОКОРОБ",20,1,1,2105.14,1754.283333333]
[null,"LT-UVB0-4105-GU05-1-K01","Светильник 4105 встраиваемый MR16 круг пласт. белый IEK","шт",null,"ГОФРОКОРОБ",100,1,1,217.36,181.133333333,139.1104,115.92533333333333]
["10.02.06 Сезонное освещение"]
["10.02.06.01 Гирлянды"]
[null,"LGDB110-1-050-05-G-S-20","Гирлянда нить 5м 50WW IP20 зеленый 230В кон. 8 IEK","шт",null,"ГОФРОКОРОБ",100,1,1,604.79999999999995,504]
[null,"LGDB110-1-100-10-G-S-20","Гирлянда нить 10м 100WW IP20 зеленый 230В кон. 8 IEK","шт",null,"ГОФРОКОРОБ",60,1,1,720,600]
[null,"LGDB110-2-050-05-G-S-20","Гирлянда нить 5м 50W IP20 зеленый 230В кон. 8 IEK","шт",null,"ГОФРОКОРОБ",100,1,1,604.79999999999995,504]
[null,"LGDB110-2-100-10-G-S-20","Гирлянда нить 10м 100W IP20 зеленый 230В кон. 8 IEK","шт",null,"ГОФРОКОРОБ",60,1,1,720,600]
[null,"LGDB110-3-050-05-G-S-20","Гирлянда нить 5м 50RGB IP20 зеленый 230В кон. 8 IEK","шт",null,"ГОФРОКОРОБ",100,1,1,617.4,514.5]
[null,"LGDB110-3-100-10-G-S-20","Гирлянда нить 10м 100RGB IP20 зеленый 230В кон. 8 IEK","шт",null,"ГОФРОКОРОБ",60,1,1,740,616.66666666599997]
[null,"LGDB201-1-160-L1-T-S-20","Гирлянда занавес 1,5х1,5 160WW IP20 прозрачный 230В тр IEK","шт",null,"ГОФРОКОРОБ",36,1,1,1415.2,1179.3333333329999]
[null,"LGDB201-2-160-L1-T-S-20","Гирлянда занавес 1,5х1,5 160W IP20 прозрачный 230В тр IEK","шт",null,"ГОФРОКОРОБ",36,1,1,1415.2,1179.3333333329999]
[null,"LGDB410-1-160-L1-T-S-44","Гирлянда сеть 1,5х1,5 160WW IP20 прозрачный 230В кон. 8 IEK","шт",null,"ГОФРОКОРОБ",36,1,1,1340,1116.6666666660001]
[null,"LGDB410-2-160-L1-T-S-44","Гирлянда сеть 1,5х1,5 160W IP20 прозрачный 230В кон. 8 IEK","шт",null,"ГОФРОКОРОБ",36,1,1,1340,1116.6666666660001]
[null,"LGDB410-3-160-L1-T-S-44","Гирлянда сеть 1,5х1,5 160RGB IP20 прозрачный 230В кон. 8 IEK","шт",null,"ГОФРОКОРОБ",36,1,1,1340,1116.6666666660001]
[null,"LGDB500-1-020-02-T-B-20","Гирлянда роса 2м 20WW IP20 прозрачный шнур 0,3м 2AA IEK","шт",null,"ГОФРОКОРОБ",250,1,1,140,116.666666666]
[null,"LGDB500-2-020-02-T-B-20","Гирлянда роса 2м 20W IP20 прозрачный шнур 0,3м 2AA IEK","шт",null,"ГОФРОКОРОБ",250,1,1,140,116.666666666]
[null,"LGDB500-3-020-02-T-B-20","Гирлянда роса 2м 20RGBY IP20 прозрачный шнур 0,3м 2AA IEK","шт",null,"ГОФРОКОРОБ",250,1,1,140,116.666666666,89.6,74.666666666666671]
[null,"LGDU111-1-100-10-T-S-44","Гирлянда нить 10м 100WW IP44 прозрачный 230В кон. 8 IEK","шт",null,"ГОФРОКОРОБ",30,1,1,1780,1483.3333333329999]
[null,"LGDU111-1-200-20-T-S-44","Гирлянда нить 20м 200WW IP44 прозрачный 230В кон. 8 IEK","шт",null,"ГОФРОКОРОБ",20,1,1,3140,2616.6666666659999]
[null,"LGDU111-2-100-10-T-S-44","Гирлянда нить 10м 100W IP44 прозрачный 230В кон. 8 IEK","шт",null,"ГОФРОКОРОБ",30,1,1,1780,1483.3333333329999]
[null,"LGDU111-2-200-20-T-S-44","Гирлянда нить 20м 200W IP44 прозрачный 230В кон. 8 IEK","шт",null,"ГОФРОКОРОБ",20,1,1,3140,2616.6666666659999]
[null,"LGDU111-3-100-10-T-S-44","Гирлянда нить 10м 100RGB IP44 прозрачный 230В кон. 8 IEK","шт",null,"ГОФРОКОРОБ",30,1,1,1800,1500]
[null,"LGDU111-3-200-20-T-S-44","Гирлянда нить 20м 200RGB IP44 прозрачный 230В кон. 8 IEK","шт",null,"ГОФРОКОРОБ",20,1,1,3160,2633.3333333330002]
[null,"LGDU121-1-100-10-T-S-44","Гирлянда нить 10м 100WW IP44 прозрачный 230В м/т IEK","шт",null,"ГОФРОКОРОБ",30,1,1,1780,1483.3333333329999]
[null,"LGDU121-2-100-10-T-S-44","Гирлянда нить 10м 100W IP44 прозрачный 230В м/т IEK","шт",null,"ГОФРОКОРОБ",30,1,1,1780,1483.3333333329999]
[null,"LGDU201-1-240-L2-T-S-44","Гирлянда занавес 2х2 240WW IP44 прозрачный 230В тр IEK","шт",null,"ГОФРОКОРОБ",36,1,1,1826,1521.6666666660001]
[null,"LGDU201-2-240-L2-T-S-44","Гирлянда занавес 2х2 240W IP44 прозрачный 230В тр IEK","шт",null,"ГОФРОКОРОБ",36,1,1,1826,1521.6666666660001]
[null,"LGDU301-1-200-L3-T-S-44","Гирлянда бахрома 4,5х0,7 200WW IP44 прозрачный 230В тр IEK","шт",null,"ГОФРОКОРОБ",36,1,1,1564,1303.3333333329999]
[null,"LGDU301-2-200-L3-T-S-44","Гирлянда бахрома 4,5х0,7 200W IP44 прозрачный 230В тр IEK","шт",null,"ГОФРОКОРОБ",36,1,1,1564,1303.3333333329999]
[null,"LGDU321-1-200-L3-T-S-44","Гирлянда бахрома 4,5х0,7 200WW IP44 прозрачный 230В м/т IEK","шт",null,"ГОФРОКОРОБ",36,1,1,1656,1380]
[null,"LGDU321-2-200-L3-T-S-44","Гирлянда бахрома 4,5х0,7 200W IP44 прозрачный 230В м/т IEK","шт",null,"ГОФРОКОРОБ",36,1,1,1656,1380]
[null,"LGDU601-0-010-03-B-S-65","Белт-лайт 3м 10 IP65 черный шнур 2м 230В тр. IEK","шт",null,"ГОФРОКОРОБ",8,1,1,3062.4,2552]
[null,"LGDU601-0-015-05-B-S-65","Белт-лайт 5м 15 IP65 черный шнур 2м 230В тр. IEK","шт",null,"ГОФРОКОРОБ",5,1,1,4519.68,3766.4]
[null,"LGDU601-0-020-10-B-S-65","Белт-лайт 10м 20 IP65 черный шнур 2м 230В тр. IEK","шт",null,"ГОФРОКОРОБ",5,1,1,7318.8,6099,4684.0320000000002,3903.36]
[null,"LGDU601-1-010-05-B-S-65","Белт-лайт 5м 10WW IP65 черный шнур 3м 230В тр. IEK","шт",null,"ГОФРОКОРОБ",5,1,1,4613.84,3844.8666666660001,2952.8575999999998,2460.7146666666667]
[null,"LGDU601-3-010-05-B-S-65","Белт-лайт 5м 10RGB IP65 черный шнур 3м 230В тр. IEK","шт",null,"ГОФРОКОРОБ",5,1,1,4613.84,3844.8666666660001,2952.8575999999998,2460.7146666666667]
["10.02.06.03 Лампы для гирлянд"]
[null,"LLE-G45-1-230-G-E27","Лампа LED декор. G45 шар 1Вт 230В зеленый E27 IEK","шт",null,"ГОФРОКОРОБ",200,1,1,72.36,60.3,46.310400000000001,38.591999999999999]
[null,"LLE-G45-1-230-MIX-E27-10","Набор ламп LED декор. G45 шар 1Вт 230В MIX E27 10 шт IEK","шт",null,"ГОФРОКОРОБ",50,1,1,758.38,631.98333333300002,485.36320000000001,404.46933333333334]
[null,"LLE-G45-1-230-R-E27","Лампа LED декор. G45 шар 1Вт 230В красный E27 IEK","шт",null,"ГОФРОКОРОБ",200,1,1,78.88,65.733333333000004,50.483199999999997,42.069333333333333]
[null,"LLE-G45-1-230-W-E27","Лампа LED декор. G45 шар 1Вт 230В холодный белый E27 IEK","шт",null,"ГОФРОКОРОБ",200,1,1,78.88,65.733333333000004,50.483199999999997,42.069333333333333]
[null,"LLE-G45-1-230-WW-E27","Лампа LED декор. G45 шар 1Вт 230В теплый белый E27 IEK","шт",null,"ГОФРОКОРОБ",200,1,1,78.88,65.733333333000004,50.483199999999997,42.069333333333333]
[null,"LLE-G45-1-230-Y-E27","Лампа LED декор. G45 шар 1Вт 230В желтый E27 IEK","шт",null,"ГОФРОКОРОБ",200,1,1,78.88,65.733333333000004,50.483199999999997,42.069333333333333]
[null,"LLE-G60-3-230-WW-E27","Лампа LED декор. G60 шар 3Вт 230В теплый белый E27 IEK","шт",null,"ГОФРОКОРОБ",100,1,1,145.61000000000001,121.34166666599999,93.190399999999997,77.658666666666662]
["10.02.07 Светильники настольные, ночники"]
["10.02.07.01 Светильники настольные"]
[null,"LDNL0-2010-1-QI-7-K14","Светильник LED настол. 2010 7Вт QI розовый IEK","шт",null,"ГОФРОКОРОБ",30,1,1,2769.3,2307.75]
[null,"LDNL0-2011-1-QI-7-K01","Светильник LED настол. 2011 7Вт QI USB белый IEK","шт",null,"ГОФРОКОРОБ",30,1,1,3648.2,3040.1666666659999]
[null,"LDNL0-2011-1-QI-7-K02","Светильник LED настол. 2011 7Вт QI USB черный IEK","шт",null,"ГОФРОКОРОБ",30,1,1,3648.2,3040.1666666659999]
[null,"LDNL0-2013-1-VV-5-K01","Светильник LED настол. 2013 9Вт ночник белый IEK","шт",null,"ГОФРОКОРОБ",30,1,1,1801.54,1501.283333333]
[null,"LDNL0-2013-1-VV-5-K02","Светильник LED настол. 2013 9Вт ночник черный IEK","шт",null,"ГОФРОКОРОБ",30,1,1,1801.54,1501.283333333]
[null,"LDNL0-2018-1-VV-05-K01","Светильник LED настол. 2018 5Вт белый IEK","шт",null,"ГОФРОКОРОБ",6,1,1,3029.4,2524.5]
[null,"LDNL0-2018-1-VV-05-K02","Светильник LED настол. 2018 5Вт черный IEK","шт",null,"ГОФРОКОРОБ",6,1,1,3029.4,2524.5]
[null,"LDNL0-2019-1-VV-10-K02","Светильник LED настол. 2019 10Вт диммер черный IEK","шт",null,"ГОФРОКОРОБ",6,1,1,3359.2,2799.3333333330002]
[null,"LDNL0-2028-1-UV-05-K27","Светильник LED настол. 2028 5Вт USB серебро IEK","шт",null,"ГОФРОКОРОБ",12,1,1,2543.1999999999998,2119.3333333330002]
[null,"LDNL3-2012-1-VV-5-K01","Светильник LED настол. 2012 5Вт карман белый IEK","шт",null,"ГОФРОКОРОБ",50,1,1,1497.1,1247.5833333329999]
[null,"LDNL6-2029-1-VV-05-K01","Светильник LED настол. 2029 5Вт диммер белый IEK","шт",null,"ГОФРОКОРОБ",12,1,1,2206.6,1838.8333333329999]
[null,"LNNL0-1002-2-VV-40-K01","Светильник настол. 1002 на подстав. Е27 белый IEK","шт",null,"ГОФРОКОРОБ",20,1,1,821.95,684.95833333300004,526.048,438.37333333333333]
[null,"LNNL1-1001-2-VV-40-K07","Светильник настол. 1001 на прищепке Е27 синий IEK","шт",null,"ГОФРОКОРОБ",30,1,1,646.85,539.04166666599997,413.98399999999998,344.98666666666668]
[null,"LNNL4-1014-2-VV-40-K01","Светильник настол. 1014 на струбцине Е27 белый IEK","шт",null,"ГОФРОКОРОБ",12,1,1,1739.1,1449.25]
[null,"LNNL4-1014-2-VV-40-K02","Светильник настол. 1014 на струбцине Е27 черный IEK","шт",null,"ГОФРОКОРОБ",12,1,1,1739.1,1449.25]
[null,"LNNL5-1005-2-VV-40-K02","Светильник настол. 1005 с кармашком Е27 черный IEK","шт",null,"ГОФРОКОРОБ",20,1,1,804.95,670.79166666599997,515.16800000000001,429.30666666666667]
["10.02.07.02 Светильники-ночники"]
[null,"LDNN0-005-OV-P-00-S-K01","Светильник-ночник 005 овал 220В IEK","шт",null,"КОРОБКА/БОКС",100,1,1,296,246.666666666]
[null,"LDNN0-006-RD-P-00-S-K01","Светильник-ночник 006 круг 220В IEK","шт",null,"КОРОБКА/БОКС",100,1,1,330,275]
[null,"LDNN0-007-OV-P-08-S-K01","Светильник-ночник 007 овал 3 цв. темп. 220В IEK","шт",null,"КОРОБКА/БОКС",80,1,1,392,326.66666666600003]
[null,"LDNN0-008-RD-P-03-S-K01","Светильник-ночник 008 круг RGB+белый 220В IEK","шт",null,"КОРОБКА/БОКС",80,1,1,500,416.66666666600003]
[null,"LDNN1-002-OV-P-00-S-K01","Светильник-ночник 002 овал розетка 220В IEK","шт",null,"КОРОБКА/БОКС",100,1,1,820,683.33333333300004]
[null,"LDNN5-001-SQ-P-00-S-K01","Светильник-ночник 001 круг USB датчик осв. 220В IEK","шт",null,"КОРОБКА/БОКС",120,1,1,1040,866.66666666599997]
[null,"LDNN8-018-SQ-P-00-S-K01","Светильник-ночник 018 квадрат датчик осв. 220В IEK","шт",null,"ГОФРОКОРОБ",240,1,1,196,163.33333333300001]
["10.02.08 Светильники аккумуляторные и переносные"]
["10.02.08.01 Светильники аккумуляторные"]
[null,"LDBA0-3924-07-K01","Светильник ДБА 3924 аккумулятор 3ч 1,5Вт IEK","шт",null,"ГОФРОКОРОБ",100,1,1,541.32000000000005,451.1,346.44479999999999,288.70400000000001]
[null,"LDBA0-3926-30-K01","Светильник ДБА 3926 аккумулятор 3ч 3Вт IEK","шт",null,"ГОФРОКОРОБ",40,1,1,1444.72,1203.9333333330001,924.62080000000003,770.51733333333334]
[null,"LDBA0-3927-90-K01","Светильник ДБА 3927 аккумулятор 15ч 9Вт IEK","шт",null,"ГОФРОКОРОБ",8,1,1,3548.4,2957,2270.9760000000001,1892.48]
[null,"LDBA0-3929-120-K01","Светильник ДБА 3929 аккумулятор 3ч 24Вт IEK","шт",null,"ГОФРОКОРОБ",8,1,1,4224.26,3520.216666666,2703.5264000000002,2252.9386666666664]
[null,"LDBA0-3928-60-K01","Светильник ДБА 3928 аккумулятор 15ч 12Вт IEK","шт",null,"ГОФРОКОРОБ",12,1,1,2887.98,2406.65,1848.3072,1540.2560000000001]
["10.02.08.01.ХХ Продукция, выведенная из ассортимента"]
[null,"LDBA0-3927-57-K01","Светильник ДБА 3927 аккумулятор, 4ч, 57LED, IEK","шт",null,"ГОФРОКОРОБ",8,1,1,2157.13,1797.608333333,1380.5632000000001,1150.4693333333332]
["10.02.08.03 Светильники переносные УП"]
[null,"WSP20-05-K09","Светильник переносной УП-1Р плоская вилка (с выкл.) 5м IEK","шт",null,"КОРОБКА/БОКС",30,1,1,1208.8599999999999,1007.383333333,773.67039999999997,644.72533333333331]
[null,"WSP20-10-K09","Светильник переносной УП-1Р плоская вилка (с выкл.) 10м IEK","шт",null,"КОРОБКА/БОКС",25,1,1,1700.02,1416.6833333330001,1088.0128,906.67733333333331]
["10.02.08.04 Светильники переносные ДРО"]
[null,"LDRO1-2060-04-10-K02","Светильник LED переносной ДРО 2060 IP44 шнур 10м черный IEK","шт",null,"ГОФРОКОРОБ",25,1,1,1624.19,1353.4916666659999,1039.4816000000001,866.23466666666661]
[null,"LDRO2-2060-60-5M-K02","Светильник LED переносной ДРО 2060 IP44 шнур 5м черный IEK","шт",null,"ГОФРОКОРОБ",30,1,1,1401.7,1168.0833333329999,897.08799999999997,747.57333333333338]
[null,"LDRO1-2061-09-05-K02","Светильник LED переносной ДРО 2061 IP54 шнур 5м черный IEK","шт",null,"ГОФРОКОРОБ",25,1,1,1850.38,1541.983333333,1184.2431999999999,986.86933333333332]
[null,"LDRO1-2061-09-10-K02","Светильник LED переносной ДРО 2061 IP54 шнур 10м черный IEK","шт",null,"ГОФРОКОРОБ",20,1,1,2232.3200000000002,1860.266666666,1428.6848,1190.5706666666667]
["10.03 Коммерческое освещение"]
["10.03.01 Панели светодиодные"]
["10.03.01.01 Светодиодные панели 20мм"]
[null,"LDVO0-6562P-36-5000-K01","Светильник LED ДВО 6562-P 36Вт 5000К 595х595х20 призма IEK","шт",null,"ГОФРОКОРОБ",4,4,4,1624.78,1353.983333333,1039.8592000000001,866.54933333333338]
[null,"LDVO0-6573P-24-4000-K01","Светильник LED ДВО 6573-P 24Вт 4000К 595х595х20 призма IEK","шт",null,"ГОФРОКОРОБ",6,6,6,1336.26,1113.55,855.20640000000003,712.67200000000003]
[null,"LDVO2-6560-36-6500-U-K01","Светильник ДВО 6560-P 36Вт 6500К 595х595х20 призма IEK","шт",null,"КОРОБКА/БОКС",4,4,4,1624.78,1353.983333333]
[null,"LDVO2-6561-36-4000-U-K01","Светильник светодиодный ДВО 6561-P 36Вт 4000К 595х595х20 призма IEK","шт",null,"КОРОБКА/БОКС",4,4,4,1624.78,1353.983333333]
[null,"LDVO2-6571-45-4000-K01","Светильник LED ДВО 6571-P 45Вт 4000К призма IEK","шт",null,"ГОФРОКОРОБ",4,4,4,2085.2800000000002,1737.733333333,1334.5791999999999,1112.1493333333333]
[null,"LDVO2-6572-45-6500-K01","Светильник LED ДВО 6572-P 45Вт 6500К призма IEK","шт",null,"ГОФРОКОРОБ",4,4,4,2085.2800000000002,1737.733333333,1334.5791999999999,1112.1493333333333]
[null,"LDVO2-6573-24-6500-K01","Светильник LED ДВО 6573-P 24Вт 6500К 595х595х20 призма IEK","шт",null,"ГОФРОКОРОБ",6,6,6,1336.26,1113.55]
[null,"LDVO2-6567-36-4000-K01","Светильник ДВО 6567-P 36Вт 4000К 1200х180х20 призма IEK","шт",null,"КОРОБКА/БОКС",4,4,4,1600.7,1333.9166666660001,1024.4480000000001,853.70666666666671]
[null,"LDVO2-6568-36-6500-K01","Светильник ДВО 6568-P 36Вт 6500К 1200х180х20 призма IEK","шт",null,"КОРОБКА/БОКС",4,4,4,1600.7,1333.9166666660001,1024.4480000000001,853.70666666666671]
[null,"LDVO3-6567-36-4000-K01","Светильник светодиодный ДВО 6567-O 36Вт 4000К 1200х180х20 опал IEK","шт",null,"КОРОБКА/БОКС",4,4,4,1705.36,1421.1333333330001,1091.4304,909.52533333333338]
[null,"LDVO3-6568-36-6500-K01","Светильник светодиодный ДВО 6568-O 36Вт 6500К 1200х180х20 опал IEK","шт",null,"КОРОБКА/БОКС",4,4,4,1705.36,1421.1333333330001,1091.4304,909.52533333333338]
[null,"LDVO0-6562O-36-5000-K01","Светильник LED ДВО 6562-O 36Вт 5000К 595х595х20 опал IEK","шт",null,"ГОФРОКОРОБ",4,4,4,1680.7,1400.5833333329999,1075.6479999999999,896.37333333333333]
[null,"LDVO0-6573O-24-4000-K01","Светильник LED ДВО 6573-O 24Вт 4000К 595х595х20 опал IEK","шт",null,"ГОФРОКОРОБ",6,6,6,1403.08,1169.233333333,897.97119999999995,748.30933333333337]
[null,"LDVO0-6573O-24-6500-K01","Светильник LED ДВО 6573-O 24Вт 6500К 595х595х20 опал IEK","шт",null,"ГОФРОКОРОБ",6,6,6,1403.08,1169.233333333,897.97119999999995,748.30933333333337]
[null,"LDVO3-6560-36-6500-A-K01","Светильник LED ДВО 6560-O 36Вт 6500К опал совм. БАП IEK","шт","Заказная","ГОФРОКОРОБ",4,4,4,1616.05,1346.7083333329999]
[null,"LDVO3-6560-36-6500-U-K01","Светильник светодиодный ДВО 6560-O 36Вт 6500К 595х595х20 опал IEK","шт",null,"КОРОБКА/БОКС",4,4,4,1680.7,1400.5833333329999]
[null,"LDVO3-6561-36-4000-A-K01","Светильник LED ДВО 6561-O 36Вт 4000К опал совм. БАП IEK","шт","Заказная","ГОФРОКОРОБ",4,4,4,1616.05,1346.7083333329999]
[null,"LDVO3-6561-36-4000-U-K01","Светильник светодиодный ДВО 6561-О 36Вт 4000К 595х595х20 опал IEK","шт",null,"КОРОБКА/БОКС",4,4,4,1680.7,1400.5833333329999]
[null,"LDVO3-6571-45-4000-K01","Светильник LED ДВО 6571-O 45Вт 4000К опал IEK","шт",null,"ГОФРОКОРОБ",4,4,4,2213.63,1844.6916666659999,1416.7231999999999,1180.6026666666667]
[null,"LDVO3-6572-45-6500-K01","Светильник LED ДВО 6572-O 45Вт 6500К опал IEK","шт",null,"ГОФРОКОРОБ",4,4,4,2213.63,1844.6916666659999,1416.7231999999999,1180.6026666666667]
["10.03.01.02.01 Светодиодные панели 20мм"]
[null,"LDVO0-6575-40-4000-K01","Панель LED ДВО 6575 595х595х20мм 40Вт 4000К опал IEK","шт",null,"ГОФРОКОРОБ",4,4,4,2272.2399999999998,1893.533333333]
[null,"LDVO0-6575-40-6500-K01","Панель LED ДВО 6575 595х595х20мм 40Вт 6500К опал IEK","шт",null,"ГОФРОКОРОБ",4,4,4,2272.2399999999998,1893.533333333]
[null,"LDVO0-6576-50-4000-K01","Панель LED ДВО 6576 595х595х20мм 50Вт 4000К опал IEK","шт",null,"ГОФРОКОРОБ",4,4,4,2651.8,2209.8333333330002,1697.152,1414.2933333333333]
[null,"LDVO0-6576-50-6500-K01","Панель LED ДВО 6576 595х595х20мм 50Вт 6500К опал IEK","шт",null,"ГОФРОКОРОБ",4,4,4,2651.8,2209.8333333330002,1697.152,1414.2933333333333]
["10.03.01.02.02 Светодиодные панели ультратонкие"]
[null,"LDVO0-40-0-E-K01","LED-драйвер тип ДВ SESA-ADH40W-SN Е, для LED светильников 40Вт IEK","шт",null,"КОРОБКА/БОКС",50,1,1,842.57,702.14166666599999,539.24480000000005,449.37066666666669]
[null,"LDVO0-36-0-E-K01","LED-драйвер MG-40-600-01 E, для LED светильников 36Вт, IEK","шт",null,"КОРОБКА/БОКС",100,1,1,760.24,633.53333333299997,486.55360000000002,405.46133333333336]
[null,"LDVO0-6565-36-0-4000-K01","Светильник светодиодный ДВО 6565 eco 36Вт S 4000К IEK","шт",null,"ГОФРОКОРОБ",6,6,6,2663.87,2219.8916666660002,1704.8768,1420.7306666666666]
[null,"LDVO0-6566-36-0-6500-K01","Светильник светодиодный ДВО 6566 eco 36Вт S 6500К IEK","шт",null,"ГОФРОКОРОБ",6,6,6,2663.87,2219.8916666660002,1704.8768,1420.7306666666666]
[null,"LDVO0-6574-40-4000-K01","Светильник светодиодный ДВО 6574 40Вт S 4000К IEK","шт",null,"ГОФРОКОРОБ",5,5,5,2951.86,2459.8833333329999,1889.1904,1574.3253333333332]
[null,"LDVO0-6574-40-6500-K01","Светильник светодиодный ДВО 6574 40Вт S 6500К IEK","шт",null,"ГОФРОКОРОБ",5,5,5,2951.86,2459.8833333329999]
[null,"LDVO1-6565-36-0-4000-K01","Светильник светодиодный ДВО 6565 eco 36Вт W 4000К IEK","шт",null,"ГОФРОКОРОБ",6,6,6,2522.86,2102.3833333329999,1614.6304,1345.5253333333333]
[null,"LDVO1-6566-36-0-6500-K01","Светильник светодиодный ДВО 6566 eco 36Вт W 6500К IEK","шт",null,"ГОФРОКОРОБ",6,6,6,2522.86,2102.3833333329999,1614.6304,1345.5253333333333]
["10.03.01.06 Аксессуары к панелям светодиодным"]
[null,"LDVO1D-PLN-6368","Комплект крепежных элементов №1 (накладной монтаж) IEK","шт",null,"КОРОБКА/БОКС",100,1,1,187.9,156.58333333300001]
[null,"LDVO2D-PLP-6368","Комплект крепежных элементов №2 (подвесной монтаж) IEK","шт",null,"КОРОБКА/БОКС",50,1,1,837.79,698.15833333299997,536.18560000000002,446.82133333333331]
["10.03.02 Светильники для торгового освещения"]
["10.03.02.01.01 Даунлайты классические 1611-1615"]
[null,"LDVO0-1611-07-3000-K01","Светильник LED ДВО 1611 белый круг 7Вт 3000К IP20 IEK","шт",null,"ГОФРОКОРОБ",100,1,1,168.65,140.541666666,107.93600000000001,89.946666666666673]
[null,"LDVO0-1611-07-4000-K01","Светильник LED ДВО 1611 белый круг 7Вт 4000К IP20 IEK","шт",null,"ГОФРОКОРОБ",100,1,1,189.29,157.74166666599999,121.1456,100.95466666666667]
[null,"LDVO0-1612-09-3000-K01","Светильник LED ДВО 1612 белый круг 9Вт 3000К IP20 IEK","шт",null,"ГОФРОКОРОБ",80,1,1,246.92,205.76666666599999,158.02879999999999,131.69066666666666]
[null,"LDVO0-1612-09-4000-K01","Светильник LED ДВО 1612 белый круг 9Вт 4000К IP20 IEK","шт",null,"ГОФРОКОРОБ",80,1,1,246.92,205.76666666599999,158.02879999999999,131.69066666666666]
[null,"LDVO0-1613-12-3000-K01","Светильник LED ДВО 1613 белый круг 12Вт 3000К IP20 IEK","шт",null,"ГОФРОКОРОБ",60,1,1,329.71,274.758333333,211.01439999999999,175.84533333333334]
[null,"LDVO0-1613-12-4000-K01","Светильник LED ДВО 1613 белый круг 12Вт 4000К IP20 IEK","шт",null,"ГОФРОКОРОБ",60,1,1,329.71,274.758333333,211.01439999999999,175.84533333333334]
[null,"LDVO0-1614-20-4000-K01","Светильник LED ДВО 1614 белый круг 20Вт 4000К IP20 IEK","шт",null,"ГОФРОКОРОБ",30,1,1,443.46,369.55,283.81439999999998,236.512]
[null,"LDVO0-1614-20-6500-K01","Светильник LED ДВО 1614 белый круг 20Вт 6500К IP20 IEK","шт",null,"ГОФРОКОРОБ",30,1,1,443.46,369.55,283.81439999999998,236.512]
[null,"LDVO0-1615-24-4000-K01","Светильник LED ДВО 1615 белый круг 24Вт 4000К IP20 IEK","шт",null,"ГОФРОКОРОБ",30,1,1,578.29999999999995,481.91666666600003,370.11200000000002,308.42666666666668]
[null,"LDVO0-1615-24-6500-K01","Светильник LED ДВО 1615 белый круг 24Вт 6500К IP20 IEK","шт",null,"ГОФРОКОРОБ",30,1,1,578.29999999999995,481.91666666600003,370.11200000000002,308.42666666666668]
["10.03.02.01.02 Даунлайты классические 1701-1704"]
[null,"LDVO0-1702-12-4000-K01","Светильник LED ДВО 1702 белый круг 12Вт 4000K IP40 IEK","шт",null,"ГОФРОКОРОБ",40,1,1,482.18,401.816666666,308.59519999999998,257.16266666666667]
[null,"LDVO0-1703-18-4000-K01","Светильник LED ДВО 1703 белый круг 18Вт 4000K IP40 IEK","шт",null,"ГОФРОКОРОБ",30,1,1,673.8,561.5]
[null,"LDVO0-1703-18-6500-K01","Светильник LED ДВО 1703 белый круг 18Вт 6500K IP40 IEK","шт",null,"ГОФРОКОРОБ",30,1,1,673.8,561.5]
[null,"LDVO0-1701-09-3000-K01","Светильник LED ДВО 1701 белый круг 9Вт 3000K IP40 IEK","шт",null,"ГОФРОКОРОБ",50,1,1,334.04,278.36666666600001,213.78559999999999,178.15466666666666]
[null,"LDVO0-1701-09-4000-K01","Светильник LED ДВО 1701 белый круг 9Вт 4000K IP40 IEK","шт",null,"ГОФРОКОРОБ",50,1,1,334.04,278.36666666600001,213.78559999999999,178.15466666666666]
["10.03.02.01.03 Даунлайты классические 1711-1717"]
[null,"LDVO0-1711-05-4000-K01","Светильник LED ДВО 1711 белый круг 5Вт 4000К IP40 IEK","шт",null,"ГОФРОКОРОБ",60,1,1,356.17,296.80833333300001,227.94880000000001,189.95733333333334]
[null,"LDVO0-1712-07-4000-K01","Светильник LED ДВО 1712 белый круг 7Вт 4000К IP40 IEK","шт",null,"ГОФРОКОРОБ",60,1,1,271.04000000000002,225.86666666599999]
[null,"LDVO0-1713-09-4000-K01","Светильник LED ДВО 1713 белый круг 9Вт 4000К IP40 IEK","шт",null,"ГОФРОКОРОБ",60,1,1,470.8,392.33333333299998,301.31200000000001,251.09333333333333]
[null,"LDVO0-1713-09-6500-K01","Светильник LED ДВО 1713 белый круг 9Вт 6500К IP40 IEK","шт",null,"ГОФРОКОРОБ",60,1,1,440,366.66666666600003]
[null,"LDVO0-1714-12-4000-K01","Светильник LED ДВО 1714 белый круг 12Вт 4000К IP40 IEK","шт",null,"ГОФРОКОРОБ",60,1,1,614.09,511.74166666600001,393.01760000000002,327.51466666666664]
[null,"LDVO0-1714-12-6500-K01","Светильник LED ДВО 1714 белый круг 12Вт 6500К IP40 IEK","шт",null,"ГОФРОКОРОБ",60,1,1,574,478.33333333299998]
[null,"LDVO0-1715-15-4000-K01","Светильник LED ДВО 1715 белый круг 15Вт 4000К IP40 IEK","шт",null,"ГОФРОКОРОБ",60,1,1,716.9,597.41666666599997,458.81599999999997,382.34666666666669]
[null,"LDVO0-1716-18-4000-K01","Светильник LED ДВО 1716 белый круг 18Вт 4000К IP40 IEK","шт",null,"ГОФРОКОРОБ",40,1,1,813.2,677.66666666599997,520.44799999999998,433.70666666666665]
[null,"LDVO0-1716-18-6500-K01","Светильник LED ДВО 1716 белый круг 18Вт 6500К IP40 IEK","шт",null,"ГОФРОКОРОБ",40,1,1,760,633.33333333300004]
["10.03.02.01.04 Даунлайты стеклянные 1620-1625"]
[null,"LDVO0-1620-06-3000-K01","Светильник LED ДВО 1620 со стекл. круг 6Вт 3000К IP20 IEK","шт",null,"ГОФРОКОРОБ",60,1,1,601.05999999999995,500.883333333,384.67840000000001,320.56533333333334]
[null,"LDVO0-1620-06-4000-K01","Светильник LED ДВО 1620 со стекл. круг 6Вт 4000К IP20 IEK","шт",null,"ГОФРОКОРОБ",60,1,1,601.05999999999995,500.883333333,384.67840000000001,320.56533333333334]
[null,"LDVO0-1621-12-4000-K01","Светильник LED ДВО 1621 со стекл. круг 12Вт 4000К IP20 IEK","шт",null,"ГОФРОКОРОБ",30,1,1,980.05,816.70833333300004,627.23199999999997,522.69333333333338]
[null,"LDVO0-1622-18-4000-K01","Светильник LED ДВО 1622 со стекл. круг 18Вт 4000К IP20 IEK","шт",null,"ГОФРОКОРОБ",20,1,1,1353.37,1127.8083333330001,866.15679999999998,721.79733333333331]
[null,"LDVO0-1623-06-4000-K01","Светильник LED ДВО 1623 со стекл. квадр. 6Вт 4000К IP20 IEK","шт",null,"ГОФРОКОРОБ",60,1,1,665.89,554.90833333299997,426.1696,355.14133333333331]
[null,"LDVO0-1624-12-4000-K01","Светильник LED ДВО 1624 со стекл. квадр. 12Вт 4000К IP20 IEK","шт",null,"ГОФРОКОРОБ",30,1,1,1065.22,887.68333333299995,681.74080000000004,568.11733333333336]
[null,"LDVO0-1625-18-4000-K01","Светильник LED ДВО 1625 со стекл. квадр. 18Вт 4000К IP20 IEK","шт",null,"ГОФРОКОРОБ",20,1,1,1486.96,1239.1333333330001,951.65440000000001,793.04533333333336]
["10.03.02.02.01 Даунлайты 1601-1610, 1631-1634"]
[null,"LDVO0-1601-1-7-K01","Светильник ДВО 1601 белый круг LED 7Вт 3000 IP20 IEK","шт",null,"КОРОБКА/БОКС",50,1,1,474.12,395.1,303.43680000000001,252.864]
[null,"LDVO0-1602-1-7-K02","Светильник ДВО 1602 белый круг LED 7Вт 4000К IP20 IEK","шт",null,"КОРОБКА/БОКС",50,1,1,443.1,369.25,283.584,236.32]
[null,"LDVO0-1605-1-12-K02","Светильник ДВО 1605 белый круг LED 12Вт 4000K IP20 IEK","шт",null,"КОРОБКА/БОКС",40,1,1,693.28,577.73333333300002,443.69920000000002,369.74933333333331]
[null,"LDVO0-1606-1-12-6500-K01","Светильник ДВО 1606 белый круг LED 12Вт 6500 IP20 IEK","шт",null,"КОРОБКА/БОКС",40,1,1,693.28,577.73333333300002,443.69920000000002,369.74933333333331]
[null,"LDVO0-1607-1-18-K01","Светильник ДВО 1607 белый, круг LED 18Вт 4000 IP20 IEK","шт",null,"КОРОБКА/БОКС",20,1,1,1451.03,1209.1916666659999,928.65920000000006,773.88266666666664]
[null,"LDVO0-1608-1-18-6500-K01","Светильник ДВО 1608 белый, круг LED 18Вт 6500 IP20 IEK","шт",null,"КОРОБКА/БОКС",20,1,1,1451.03,1209.1916666659999,928.65920000000006,773.88266666666664]
[null,"LDVO0-1609-1-24-4000-K01","Светильник ДВО 1609 белый, круг LED 24Вт 4000 IP20 IEK","шт",null,"КОРОБКА/БОКС",20,1,1,2036,1696.6666666660001,1303.04,1085.8666666666666]
[null,"LDVO0-1610-1-24-6500-K01","Светильник ДВО 1610 белый, круг LED 24Вт 6500 IP20 IEK","шт",null,"КОРОБКА/БОКС",20,1,1,2036,1696.6666666660001,1303.04,1085.8666666666666]
["10.03.02.03 Светильники трековые"]
[null,"LT-DSO0-1301-10-40-K01","Светильник LED ДТО 1301 10Вт 4000К 24град белый IEK","шт",null,"ГОФРОКОРОБ",50,1,1,856.66,713.883333333]
[null,"LT-DSO0-1301-10-40-K02","Светильник LED ДТО 1301 10Вт 4000К 24град черный IEK","шт",null,"ГОФРОКОРОБ",50,1,1,856.66,713.883333333]
[null,"LT-DSO0-1302-20-40-K01","Светильник LED ДТО 1302 20Вт 4000К 24град белый IEK","шт",null,"ГОФРОКОРОБ",50,1,1,1114.6400000000001,928.86666666600001]
[null,"LT-DSO0-1302-20-40-K02","Светильник LED ДТО 1302 20Вт 4000К 24град черный IEK","шт",null,"ГОФРОКОРОБ",50,1,1,1114.6400000000001,928.86666666600001]
[null,"LT-DSO0-1303-30-40-K01","Светильник LED ДТО 1303 30Вт 4000К 24град белый IEK","шт",null,"ГОФРОКОРОБ",40,1,1,1421.28,1184.4000000000001]
[null,"LT-DSO0-1303-30-40-K02","Светильник LED ДТО 1303 30Вт 4000К 24град черный IEK","шт",null,"ГОФРОКОРОБ",40,1,1,1421.28,1184.4000000000001,909.61919999999998,758.01599999999996]
[null,"LT-DSO0-1304-40-40-K01","Светильник LED ДТО 1304 40Вт 4000К 24град белый IEK","шт",null,"ГОФРОКОРОБ",30,1,1,1907.59,1589.658333333]
[null,"LT-DSO0-1304-40-40-K02","Светильник LED ДТО 1304 40Вт 4000К 24град черный IEK","шт",null,"ГОФРОКОРОБ",30,1,1,1907.59,1589.658333333,1220.8576,1017.3813333333334]
[null,"LT-DSO0-1401-06-40-K01","Светильник LED ДТО 1401 6Вт 4000К 50град белый IEK","шт",null,"ГОФРОКОРОБ",50,1,1,508.46,423.71666666599998]
[null,"LT-DSO0-1402-08-40-K01","Светильник LED ДТО 1402 8Вт 4000К 50град белый IEK","шт",null,"ГОФРОКОРОБ",50,1,1,556.24,463.53333333299997]
[null,"LT-DSO0-1401-06-40-K02","Светильник LED ДТО 1401 6Вт 4000К 50град черный IEK","шт",null,"ГОФРОКОРОБ",50,1,1,508.46,423.71666666599998]
[null,"LT-DSO0-1402-08-40-K02","Светильник LED ДТО 1402 8Вт 4000К 50град черный IEK","шт",null,"ГОФРОКОРОБ",50,1,1,556.24,463.53333333299997]
[null,"LT-DSO0-1403-10-40-K01","Светильник LED ДТО 1403 10Вт 4000К 50град белый IEK","шт",null,"ГОФРОКОРОБ",50,1,1,590.36,491.96666666599998]
[null,"LT-DSO0-1403-10-40-K02","Светильник LED ДТО 1403 10Вт 4000К 50град черный IEK","шт",null,"ГОФРОКОРОБ",50,1,1,590.36,491.96666666599998]
["10.03.02.04.01 Светильники линейные 1010, 1011"]
[null,"LT-LDCK-0-1011-020-40-K01","Светильник LED лин. 1011 20Вт 4000К 600мм бел. IEK","шт",null,"ГОФРОКОРОБ",20,1,1,3250.21,2708.5083333329999,2080.1343999999999,1733.4453333333333]
[null,"LT-LDCK-0-1011-020-65-K01","Светильник LED лин. 1011 20Вт 6500К 600мм бел. IEK","шт",null,"ГОФРОКОРОБ",20,1,1,3250.21,2708.5083333329999,2080.1343999999999,1733.4453333333333]
[null,"LT-LDCK-0-1011-020-65-K02","Светильник LED лин. 1011 20Вт 6500К 600мм черн. IEK","шт",null,"ГОФРОКОРОБ",20,1,1,3250.21,2708.5083333329999,2080.1343999999999,1733.4453333333333]
[null,"LT-LDCK-0-1011-040-40-K01","Светильник LED лин. 1011 40Вт 4000К 1200мм бел. IEK","шт",null,"ГОФРОКОРОБ",12,1,1,4393.3999999999996,3661.1666666659999,2811.7759999999998,2343.1466666666665]
[null,"LT-LDCK-0-1011-040-65-K01","Светильник LED лин. 1011 40Вт 6500К 1200мм бел. IEK","шт",null,"ГОФРОКОРОБ",12,1,1,4393.3999999999996,3661.1666666659999,2811.7759999999998,2343.1466666666665]
[null,"LT-LDCK-0-1011-040-65-K02","Светильник LED лин. 1011 40Вт 6500К 1200мм черн. IEK","шт",null,"ГОФРОКОРОБ",12,1,1,4393.3999999999996,3661.1666666659999,2811.7759999999998,2343.1466666666665]
[null,"LT-LDCK-8-1010-020-40-K01","Светильник LED лин. магист. 1010 20Вт 4000К 600мм бел. IEK","шт",null,"ГОФРОКОРОБ",20,1,1,3599.72,2999.7666666660002,2303.8208,1919.8506666666667]
[null,"LT-LDCK-8-1010-020-65-K01","Светильник LED лин. магист. 1010 20Вт 6500К 600мм бел. IEK","шт",null,"ГОФРОКОРОБ",20,1,1,3599.72,2999.7666666660002,2303.8208,1919.8506666666667]
[null,"LT-LDCK-8-1010-020-65-K02","Светильник LED лин. магист. 1010 20Вт 6500К 600мм черн. IEK","шт",null,"ГОФРОКОРОБ",20,1,1,3599.72,2999.7666666660002,2303.8208,1919.8506666666667]
[null,"LT-LDCK-8-1010-040-40-K01","Светильник LED лин. магист. 1010 40Вт 4000К 1200мм бел. IEK","шт",null,"ГОФРОКОРОБ",12,1,1,4724.1000000000004,3936.75,3023.424,2519.52]
[null,"LT-LDCK-8-1010-040-65-K01","Светильник LED лин. магист. 1010 40Вт 6500К 1200мм бел. IEK","шт",null,"ГОФРОКОРОБ",12,1,1,4724.1000000000004,3936.75,3023.424,2519.52]
[null,"LT-LDCK-8-1010-040-65-K02","Светильник LED лин. магист. 1010 40Вт 6500К 1200мм черн. IEK","шт",null,"ГОФРОКОРОБ",12,1,1,4724.1000000000004,3936.75,3023.424,2519.52]
[null,"LT-LDCK-L-1010-08-40-K01","Светильник LED L-образн. 1010 8Вт 4000К 117х117мм бел. IEK","шт",null,"ГОФРОКОРОБ",50,1,1,1763.6,1469.6666666660001,1128.704,940.5866666666667]
[null,"LT-LDCK-L-1010-08-65-K01","Светильник LED L-образн. 1010 8Вт 6500К 117х117мм бел. IEK","шт",null,"ГОФРОКОРОБ",50,1,1,1763.6,1469.6666666660001,1128.704,940.5866666666667]
[null,"LT-LDCK-L-1010-08-65-K02","Светильник LED L-образн. 1010 8Вт 6500К 117х117мм чер. IEK","шт",null,"ГОФРОКОРОБ",50,1,1,1763.6,1469.6666666660001,1128.704,940.5866666666667]
[null,"LT-LDCK-T-1010-10-40-K01","Светильник LED T-образн. 1010 10Вт 4000К 117х180мм бел. IEK","шт",null,"ГОФРОКОРОБ",50,1,1,2048.14,1706.783333333,1310.8096,1092.3413333333333]
[null,"LT-LDCK-T-1010-10-65-K01","Светильник LED T-образн. 1010 10Вт 6500К 117х180мм бел. IEK","шт",null,"ГОФРОКОРОБ",50,1,1,2048.14,1706.783333333,1310.8096,1092.3413333333333]
[null,"LT-LDCK-T-1010-10-65-K02","Светильник LED T-образн. 1010 10Вт 6500К 117х180мм чер. IEK","шт",null,"ГОФРОКОРОБ",50,1,1,2048.14,1706.783333333,1310.8096,1092.3413333333333]
[null,"LT-LDCK-X-1010-12-40-K01","Светильник LED X-образн. 1010 12Вт 4000К 180х180мм бел. IEK","шт",null,"ГОФРОКОРОБ",50,1,1,2517.65,2098.0416666659999,1611.296,1342.7466666666667]
[null,"LT-LDCK-X-1010-12-65-K01","Светильник LED X-образн. 1010 12Вт 6500К 180х180мм бел. IEK","шт",null,"ГОФРОКОРОБ",50,1,1,2517.65,2098.0416666659999,1611.296,1342.7466666666667]
[null,"LT-LDCK-X-1010-12-65-K02","Светильник LED X-образн. 1010 12Вт 6500К 180х180мм чер. IEK","шт",null,"ГОФРОКОРОБ",50,1,1,2517.65,2098.0416666659999,1611.296,1342.7466666666667]
[null,"LT-LDCKD-KP-D15-1010-K01","Кабель питан. 1,5м бел. для светильника LED линейн. 1010 IEK","шт",null,"ГОФРОКОРОБ",100,1,1,571.74,476.45]
[null,"LT-LDCK-0-1011-020-40-K02","Светильник LED лин. 1011 20Вт 4000К 600мм черн. IEK","шт",null,"ГОФРОКОРОБ",20,1,1,3250.21,2708.5083333329999,2080.1343999999999,1733.4453333333333]
[null,"LT-LDCK-0-1011-040-40-K02","Светильник LED лин. 1011 40Вт 4000К 1200мм черн. IEK","шт",null,"ГОФРОКОРОБ",12,1,1,4393.3999999999996,3661.1666666659999,2811.7759999999998,2343.1466666666665]
[null,"LT-LDCK-8-1010-020-40-K02","Светильник LED лин. магист. 1010 20Вт 4000К 600мм черн. IEK","шт",null,"ГОФРОКОРОБ",20,1,1,3599.72,2999.7666666660002,2303.8208,1919.8506666666667]
[null,"LT-LDCK-8-1010-040-40-K02","Светильник LED лин. магист. 1010 40Вт 4000К 1200мм черн. IEK","шт",null,"ГОФРОКОРОБ",12,1,1,4724.1000000000004,3936.75,3023.424,2519.52]
[null,"LT-LDCKD-KMRP-K47","Комплект монт. для рееч. потолка для свет. LED лин. IEK","компл",null,"ГОФРОКОРОБ",300,1,1,161.69999999999999,134.75,103.488,86.24]
[null,"LT-LDCKD-KP-D15-1010-K02","Кабель питан. 1,5м чер. для светильника LED линейн. 1010 IEK","шт",null,"ГОФРОКОРОБ",100,1,1,571.74,476.45,365.91359999999997,304.928]
[null,"LT-LDCKD-KPM-K01","Комплект для подвесного монтажа для свет. LED лин. бел. IEK","компл",null,"ГОФРОКОРОБ",120,1,1,277.2,231,177.40799999999999,147.84]
[null,"LT-LDCKD-KPM-K47","Комплект для подвесного монтажа для свет. LED лин. черн. IEK","компл",null,"ГОФРОКОРОБ",120,1,1,277.2,231,177.40799999999999,147.84]
[null,"LT-LDCK-L-1010-08-40-K02","Светильник LED L-образн. 1010 8Вт 4000К 117х117мм чер. IEK","шт",null,"ГОФРОКОРОБ",50,1,1,1763.6,1469.6666666660001,1128.704,940.5866666666667]
[null,"LT-LDCK-T-1010-10-40-K02","Светильник LED T-образн. 1010 10Вт 4000К 117х180мм чер. IEK","шт",null,"ГОФРОКОРОБ",50,1,1,2048.14,1706.783333333,1310.8096,1092.3413333333333]
[null,"LT-LDCK-X-1010-12-40-K02","Светильник LED X-образн. 1010 12Вт 4000К 180х180мм чер. IEK","шт",null,"ГОФРОКОРОБ",50,1,1,2517.65,2098.0416666659999,1611.296,1342.7466666666667]
["10.03.02.05 Шинопровод для трековых светильников"]
[null,"LPK0D-SLU-1-K01","Соединитель L-обр. для однофазного ШП белый IEK","шт","Заказная","КОРОБКА/БОКС",100,2,2,292.75,243.95833333300001]
[null,"LPK0D-SPD-1-D15-K01-1","Шинопровод осветительный однофазный 1,5м белый + компл. IEK","шт","Заказная","КОРОБКА/БОКС",20,1,1,1420.38,1183.6500000000001]
[null,"LPK0D-SPV-1-K01","Соединитель прямой внутренний для однофазного ШП белый IEK","шт","Заказная","КОРОБКА/БОКС",100,2,2,207.86,173.21666666600001]
["10.03.02.07 Комплекты трекового освещения"]
[null,"LDSK-SPD-SLU-SPV-12-K01","Комплект трек. осв. светильн. 4х12Вт + шинопровод 2х1,5м IEK","компл",null,"РУКАВ",10,1,1,2387.62,1989.6833333330001]
[null,"LDSK-SPD-SLU-SPV-18-K01","Комплект трек. осв. светильн. 4х18Вт + шинопровод 2х1,5м IEK","компл",null,"РУКАВ",10,1,1,2387.62,1989.6833333330001]
["10.04 Промышленное освещение"]
["10.04.01 Светильники пылевлагозащищенные ДСП"]
["10.04.01.01 Светильники ДСП 1304-1307, 1318, 1319"]
[null,"LT-DSP0D-R-0690-K01","Решетка защитная для светильников ДСП 690мм белая IEK","шт","Заказная","ГОФРОКОРОБ",5,1,1,1700,1416.6666666660001,1088,906.66666666666663]
[null,"LT-DSP0D-R-1300-K01","Решетка защитная для светильников ДСП 1300мм белая IEK","шт",null,"ГОФРОКОРОБ",5,1,1,1800,1500,1152,960]
[null,"LDSP0-1304-18-4500-K01","Светильник ДСП 1304 18Вт 4000К IP65 600мм серый пластик IEK","шт",null,"ГОФРОКОРОБ",12,1,1,1926.88,1605.733333333,1233.2031999999999,1027.6693333333333]
[null,"LDSP0-1305-18-6500-K01","Светильник ДСП 1305 18Вт 6500К IP65 600мм серый пластик IEK","шт",null,"ГОФРОКОРОБ",12,1,1,1926.88,1605.733333333,1233.2031999999999,1027.6693333333333]
[null,"LDSP0-1306-36-4500-K01","Светильник ДСП 1306 36Вт 4000К IP65 1200мм серый пластик IEK","шт",null,"ГОФРОКОРОБ",12,1,1,3060.34,2550.283333333,1958.6176,1632.1813333333334]
[null,"LDSP0-1307-36-6500-K01","Светильник ДСП 1307 36Вт 6500К IP65 1200мм серый пластик IEK","шт",null,"ГОФРОКОРОБ",12,1,1,3060.34,2550.283333333,1958.6176,1632.1813333333334]
[null,"LDSP0-1318-48-4500-K03","Светильник ДСП 1318 48Вт 4000К IP65 1500мм серый пластик IEK","шт",null,"ГОФРОКОРОБ",12,1,1,3783.78,3153.15,2421.6192000000001,2018.0160000000001]
[null,"LDSP0-1319-48-6500-K03","Светильник ДСП 1319 48Вт 6500К IP65 1500мм серый пластик IEK","шт",null,"ГОФРОКОРОБ",12,1,1,3783.78,3153.15,2421.6192000000001,2018.0160000000001]
[null,"LDSP2-1304D-18-4500-K03","Светильник ДСП 1304Д 18Вт 4000К IP65 600мм серый пластик IEK","шт",null,"ГОФРОКОРОБ",12,1,1,3165.67,2638.0583333330001,2026.0288,1688.3573333333334]
[null,"LDSP2-1305D-18-6500-K03","Светильник ДСП 1305Д 18Вт 6500К IP65 600мм серый пластик IEK","шт",null,"ГОФРОКОРОБ",12,1,1,2824.8,2354,1807.8720000000001,1506.56]
[null,"LDSP6-1306A-36-4000-K01","Светильник авар. ДСП 1306А 36Вт 1ч 4000К IP65 1200мм IEK","шт",null,"ГОФРОКОРОБ",12,1,1,9075,7562.5,5808,4840]
[null,"LDSP6-1307A-36-6500-K01","Светильник авар. ДСП 1307А 36Вт 1ч 6500К IP65 1200мм IEK","шт",null,"ГОФРОКОРОБ",12,1,1,9075,7562.5,5808,4840]
["10.04.01.02 Светильники ДСП 1308-1313"]
[null,"LDSP0-1312-48-4000-K01","Светильник ДСП 1312 48Вт 4000К IP65 белый пластик IEK","шт",null,"ГОФРОКОРОБ",28,1,1,2619.65,2183.0416666659999,1676.576,1397.1466666666668]
[null,"LDSP0-1313-48-6500-K01","Светильник ДСП 1313 48Вт 6500К IP65 белый пластик IEK","шт",null,"ГОФРОКОРОБ",28,1,1,2619.65,2183.0416666659999,1676.576,1397.1466666666668]
[null,"LDSP0-1308-18-4000-K01","Светильник ДСП 1308 18Вт 4000К IP65 600мм белый пластик IEK","шт",null,"ГОФРОКОРОБ",28,1,1,1217.6500000000001,1014.708333333,779.29600000000005,649.4133333333333]
[null,"LDSP0-1309-18-6500-K01","Светильник ДСП 1309 18Вт 6500К IP65 600мм белый пластик IEK","шт",null,"ГОФРОКОРОБ",28,1,1,1217.6500000000001,1014.708333333,779.29600000000005,649.4133333333333]
[null,"LDSP0-1310-36-4000-K01","Светильник ДСП 1310 36Вт 4000К IP65 1200мм белый пластик IEK","шт",null,"ГОФРОКОРОБ",28,1,1,1746.43,1455.358333333,1117.7152000000001,931.42933333333337]
[null,"LDSP0-1311-36-6500-K01","Светильник ДСП 1311 36Вт 6500К IP65 1200мм белый пластик IEK","шт",null,"ГОФРОКОРОБ",28,1,1,1746.43,1455.358333333,1117.7152000000001,931.42933333333337]
["10.04.01.03 Светильники ДСП 1401, 1403"]
[null,"LDSP2-1401-40-K23","Светильник ДСП 1401 40Вт IP65 серебристый (аналог ЛСП-2х36вт) IEK","шт",null,"ГОФРОКОРОБ",9,1,1,6676.04,5563.3666666660001,4272.6656000000003,3560.5546666666669]
[null,"LDSP2-1403-72-K23","Светильник ДСП 1403 70Вт IP65 серебристый (аналог ЛСП-2х58вт) IEK","шт",null,"ГОФРОКОРОБ",6,1,1,16163.02,13469.183333333,10344.3328,8620.2773333333334]
["10.04.01.04 Светильники ДСП 2101, 2102, 2201, 2202"]
[null,"LDSP0-2101-1X060-K01","Светильник ДСП 2101 под LED лампу 1хT8 600мм IP65 IEK","шт",null,"ГОФРОКОРОБ",10,1,1,1146.0999999999999,955.08333333300004,733.50400000000002,611.25333333333333]
[null,"LDSP0-2101-2X060-K01","Светильник ДСП 2102 под LED лампу 2хT8 600мм IP65 IEK","шт",null,"ГОФРОКОРОБ",10,1,1,1405.84,1171.533333333,899.73760000000004,749.78133333333335]
[null,"LDSP0-2201-1X120-K01","Светильник ДСП 2201 под LED лампу 1хT8 1200мм IP65 IEK","шт",null,"ГОФРОКОРОБ",10,1,1,1787.92,1489.9333333330001,1144.2688000000001,953.5573333333333]
[null,"LDSP0-2202-2X120-K01","Светильник ДСП 2202 под LED лампу 2хT8 1200мм IP65 IEK","шт",null,"ГОФРОКОРОБ",10,1,1,1808.27,1506.891666666,1157.2927999999999,964.41066666666666]
["10.04.01.05 Светильники ДСП 1320-1326"]
[null,"LT-DSP0-1320-020-50-K01","Светильник ДСП 1320 20Вт 5000К IP65 600мм пласт. серый IEK","шт",null,"ГОФРОКОРОБ",12,1,1,2310,1925,1478.4,1232]
[null,"LT-DSP0-1321-040-50-K01","Светильник ДСП 1321 40Вт 5000К IP65 600мм пласт. серый IEK","шт",null,"ГОФРОКОРОБ",8,1,1,3410,2841.6666666659999,2182.4,1818.6666666666667]
[null,"LT-DSP0-1322-040-50-K01","Светильник ДСП 1322 40Вт 5000К IP65 1200мм пласт. серый IEK","шт",null,"ГОФРОКОРОБ",12,1,1,3630,3025,2323.1999999999998,1936]
[null,"LT-DSP0-1323-060-50-K01","Светильник ДСП 1323 60Вт 5000К IP65 1200мм пласт. серый IEK","шт",null,"ГОФРОКОРОБ",12,1,1,4290,3575,2745.6,2288]
["10.04.02 Светильники пылевлагозащищенные ЛСП"]
["10.04.02.01 Светильники ЛСП ЭПРА"]
[null,"LLSP3-3907-1-18-K03","Светильник ЛСП3907 ЭПРА 1х18Вт IP65 IEK","шт",null,"ГОФРОКОРОБ",10,1,1,2008.51,1673.7583333330001,1285.4464,1071.2053333333333]
[null,"LLSP3-3908-1-36-K03","Светильник ЛСП3908 ЭПРА 1х36Вт IP65 IEK","шт",null,"ГОФРОКОРОБ",10,1,1,2986.02,2488.35,1911.0527999999999,1592.5440000000001]
[null,"LLSP3-3907A-2-18-K03","Светильник ЛСП3907A ЭПРА 2х18Вт IP65 IEK","шт",null,"ГОФРОКОРОБ",8,1,1,2661.14,2217.6166666660001,1703.1296,1419.2746666666667]
[null,"LLSP3-3908A-2-36-K03","Светильник ЛСП3908A ЭПРА 2х36Вт IP65 IEK","шт",null,"ГОФРОКОРОБ",8,1,1,3972.58,3310.4833333329998,2542.4512,2118.7093333333332]
["10.04.03 Светильники для высоких пролетов"]
["10.04.03.01 Светильники ДСП 4001-4006"]
[null,"LDSP0-4001-100-40-K23","Светильник ДСП 4001 100Вт 4000К IP65 алюминий IEK","шт",null,"ГОФРОКОРОБ",1,1,1,7537.46,6281.2166666659996,4823.9744000000001,4019.9786666666669]
[null,"LDSP0-4002-100-65-K23","Светильник ДСП 4002 100Вт 6500К IP65 алюминий IEK","шт",null,"ГОФРОКОРОБ",1,1,1,7537.46,6281.2166666659996,4823.9744000000001,4019.9786666666669]
[null,"LDSP0-4003-150-40-K23","Светильник ДСП 4003 150Вт 4000К IP65 алюминий IEK","шт",null,"ГОФРОКОРОБ",1,1,1,11240.06,9366.7166666659996,7193.6383999999998,5994.6986666666662]
[null,"LDSP0-4004-150-65-K23","Светильник ДСП 4004 150Вт 6500К IP65 алюминий IEK","шт",null,"ГОФРОКОРОБ",1,1,1,11240.06,9366.7166666659996,7193.6383999999998,5994.6986666666662]
[null,"LDSP0-4005-200-40-K23","Светильник ДСП 4005 200Вт 4000К IP65 алюминий IEK","шт",null,"ГОФРОКОРОБ",1,1,1,14545.96,12121.633333333,9309.4143999999997,7757.8453333333337]
[null,"LDSP0-4006-200-65-K23","Светильник ДСП 4006 200Вт 6500К IP65 алюминий IEK","шт",null,"ГОФРОКОРОБ",1,1,1,14545.96,12121.633333333,9309.4143999999997,7757.8453333333337]
["10.04.03.02 Светильники ДСП 5009-5016"]
[null,"LDSP0-5009-060-40-K23","Светильник LED ДСП 5009 60Вт 4000К IP65 алюминий IEK","шт",null,"ГОФРОКОРОБ",6,1,1,3240,2700,2073.6,1728]
["10.04.03.04 Светильники ДСП 4022"]
[null,"LT-DSP0-4022-100-40-K02","Светильник LED ДСП 4022 100Вт 4000К IP65 IEK","шт",null,"ГОФРОКОРОБ",6,1,1,4698.8900000000003,3915.7416666660001,3007.2896000000001,2506.0746666666669]
[null,"LT-DSP0-4022-150-40-K02","Светильник LED ДСП 4022 150Вт 4000К IP65 IEK","шт",null,"ГОФРОКОРОБ",6,1,1,6575.83,5479.8583333329998,4208.5312000000004,3507.1093333333333]
[null,"LT-DSP0-4022-200-40-K02","Светильник LED ДСП 4022 200Вт 4000К IP65 IEK","шт",null,"ГОФРОКОРОБ",6,1,1,8382.7199999999993,6985.6,5364.9408000000003,4470.7839999999997]
[null,"LT-DSP0-4022-200-65-K02","Светильник LED ДСП 4022 200Вт 6500К IP65 IEK","шт",null,"ГОФРОКОРОБ",6,1,1,8382.7199999999993,6985.6,5364.9408000000003,4470.7839999999997]
[null,"LT-DSP0-4022-100-65-K02","Светильник LED ДСП 4022 100Вт 6500К IP65 IEK","шт",null,"ГОФРОКОРОБ",6,1,1,4698.8900000000003,3915.7416666660001,3007.2896000000001,2506.0746666666669]
[null,"LT-DSP0-4022-150-65-K02","Светильник LED ДСП 4022 150Вт 6500К IP65 IEK","шт",null,"ГОФРОКОРОБ",6,1,1,6575.83,5479.8583333329998,4208.5312000000004,3507.1093333333333]
[null,"LT-DSP0-4022-100-50-K02","Светильник LED ДСП 4022 100Вт 5000К IP65 IEK","шт",null,"ГОФРОКОРОБ",6,1,1,4271.72,3559.7666666660002,2733.9007999999999,2278.2506666666668]
[null,"LT-DSP0-4022-150-50-K02","Светильник LED ДСП 4022 150Вт 5000К IP65 IEK","шт",null,"ГОФРОКОРОБ",6,1,1,5978.03,4981.6916666659999,3825.9391999999998,3188.2826666666665]
[null,"LT-DSP0-4022-200-50-K02","Светильник LED ДСП 4022 200Вт 5000К IP65 IEK","шт",null,"ГОФРОКОРОБ",6,1,1,7620.65,6350.5416666660003,4877.2160000000003,4064.3466666666668]
["10.04.03.05 Светильники ДСП 4025"]
[null,"LT-DSP0-4025-250-50-K02","Светильник LED ДСП 4025 250Вт 5000К IP65 IEK","шт",null,"ГОФРОКОРОБ",4,1,1,17655,14712.5]
[null,"LT-DSP0-4025-100-50-K02","Светильник LED ДСП 4025 100Вт 5000К IP65 IEK","шт",null,"ГОФРОКОРОБ",6,1,1,5779.27,4816.0583333329996,3698.7328000000002,3082.2773333333334]
[null,"LT-DSP0-4025-150-50-K02","Светильник LED ДСП 4025 150Вт 5000К IP65 IEK","шт",null,"ГОФРОКОРОБ",4,1,1,8218.42,6848.6833333329996,5259.7888000000003,4383.1573333333336]
[null,"LT-DSP0-4025-200-50-K02","Светильник LED ДСП 4025 200Вт 5000К IP65 IEK","шт",null,"ГОФРОКОРОБ",4,1,1,10478.26,8731.8833333330003,6706.0864000000001,5588.4053333333331]
["10.04.03.06 Светильники ДСП 7021-7022"]
[null,"LT-DSP0-7021-050-50-K02","Светильник LED ДСП 7021 50Вт 5000К IP65 IEK","шт",null,"ГОФРОКОРОБ",6,1,1,3017.14,2514.283333333,1930.9695999999999,1609.1413333333333]
[null,"LT-DSP0-7022-050-50-K02","Светильник LED ДСП 7022 50Вт 5000К IP65 IEK","шт",null,"ГОФРОКОРОБ",6,1,1,3634.94,3029.1166666660001,2326.3616000000002,1938.6346666666666]
[null,"LT-DSP0-7021-100-50-K02","Светильник LED ДСП 7021 100Вт 5000К IP65 IEK","шт",null,"ГОФРОКОРОБ",6,1,1,4545.59,3787.9916666660001,2909.1776,2424.3146666666667]
[null,"LT-DSP0-7022-100-50-K02","Светильник LED ДСП 7022 100Вт 5000К IP65 IEK","шт",null,"ГОФРОКОРОБ",6,1,1,5476.36,4563.6333333330003,3504.8703999999998,2920.7253333333333]
[null,"LT-DSP0-7021-150-50-K02","Светильник LED ДСП 7021 150Вт 5000К IP65 IEK","шт",null,"ГОФРОКОРОБ",6,1,1,6848.84,5707.3666666660001,4383.2575999999999,3652.7146666666667]
[null,"LT-DSP0-7022-150-50-K02","Светильник LED ДСП 7022 150Вт 5000К IP65 IEK","шт",null,"ГОФРОКОРОБ",6,1,1,8251.2000000000007,6876,5280.768,4400.6400000000003]
[null,"LT-DSP0-7021-200-50-K02","Светильник LED ДСП 7021 200Вт 5000К IP65 IEK","шт",null,"ГОФРОКОРОБ",6,1,1,8669.44,7224.533333333,5548.4416000000001,4623.7013333333334]
[null,"LT-DSP0-7022-200-50-K02","Светильник LED ДСП 7022 200Вт 5000К IP65 IEK","шт",null,"ГОФРОКОРОБ",6,1,1,10444.61,8703.8416666659996,6684.5504000000001,5570.4586666666664]
["10.05 Уличное и архитектурное освещение"]
["10.05.01 Прожекторы светодиодные СДО"]
["10.05.01.01 Прожекторы СДО-06"]
[null,"LPDO601-10-65-K01","Прожектор LED СДО 06-10 IP65 6500K белый IEK","шт",null,"ГОФРОКОРОБ",60,1,1,434.69,362.24166666600001,278.20159999999998,231.83466666666666]
[null,"LPDO603-020-65-K02","Прожектор LED СДО 06-20П переносной 6500К IP65 черный IEK","шт",null,"ГОФРОКОРОБ",12,1,1,2313.34,1927.783333333]
[null,"LPDO603-050-65-K02","Прожектор LED СДО 06-50П переносной 6500К IP65 черный IEK","шт",null,"ГОФРОКОРОБ",5,1,1,2891.68,2409.7333333329998]
[null,"LPDO606-2X030-65-K02","Прожектор LED СДО 06-2х30Ш штатив 6500К IP65 черный IEK","шт",null,"ГОФРОКОРОБ",4,1,1,5924.87,4937.3916666659998]
[null,"LPDO606-2X050-65-K02","Прожектор LED СДО 06-2x50Ш штатив 6500К IP65 черный IEK","шт",null,"ГОФРОКОРОБ",4,1,1,6905.88,5754.9]
[null,"LPDO601-100-40-K02","Прожектор LED СДО 06-100 IP65 4000К черный IEK","шт",null,"ГОФРОКОРОБ",5,1,1,1869.94,1558.283333333]
[null,"LPDO601-100-65-K02","Прожектор СДО 06-100 светодиодный черный IP65 6500K IEK","шт",null,"ГОФРОКОРОБ",5,1,1,1869.94,1558.283333333]
[null,"LPDO601-10-40-K02","Прожектор СДО 06-10 светодиодный черный IP65 4000K IEK","шт",null,"ГОФРОКОРОБ",60,1,1,369.49,307.90833333299997]
[null,"LPDO601-10-65-K02","Прожектор СДО 06-10 светодиодный черный IP65 6500K IEK","шт",null,"ГОФРОКОРОБ",60,1,1,369.49,307.90833333299997]
[null,"LPDO601-150-40-K02","Прожектор LED СДО 06-150 IP65 4000К черный IEK","шт",null,"ГОФРОКОРОБ",5,1,1,4319.17,3599.3083333330001]
[null,"LPDO601-150-65-K02","Прожектор СДО 06-150 светодиодный черный IP65 6500K IEK","шт",null,"ГОФРОКОРОБ",5,1,1,4319.17,3599.3083333330001]
[null,"LPDO601-200-40-K02","Прожектор LED СДО 06-200 IP65 4000К черный IEK","шт",null,"ГОФРОКОРОБ",5,1,1,5629.6,4691.3333333330002]
[null,"LPDO601-200-65-K02","Прожектор СДО 06-200 светодиодный черный IP65 6500K IEK","шт",null,"ГОФРОКОРОБ",5,1,1,5629.6,4691.3333333330002]
[null,"LPDO601-20-40-K02","Прожектор СДО 06-20 светодиодный черный IP65 4000K IEK","шт",null,"ГОФРОКОРОБ",40,1,1,448.82,374.01666666599999]
[null,"LPDO601-20-65-K01","Прожектор LED СДО 06-20 IP65 6500K белый IEK","шт",null,"ГОФРОКОРОБ",40,1,1,448.82,374.01666666599999]
[null,"LPDO601-20-65-K02","Прожектор СДО 06-20 светодиодный черный IP65 6500K IEK","шт",null,"ГОФРОКОРОБ",40,1,1,448.82,374.01666666599999]
[null,"LPDO601-30-40-K02","Прожектор СДО 06-30 светодиодный черный IP65 4000K IEK","шт",null,"ГОФРОКОРОБ",40,1,1,597.6,498]
[null,"LPDO601-30-65-K01","Прожектор LED СДО 06-30 IP65 6500K белый IEK","шт",null,"ГОФРОКОРОБ",40,1,1,597.6,498]
[null,"LPDO601-30-65-K02","Прожектор СДО 06-30 светодиодный черный IP65 6500K IEK","шт",null,"ГОФРОКОРОБ",40,1,1,597.6,498]
[null,"LPDO601-50-40-K02","Прожектор СДО 06-50 светодиодный черный IP65 4000K IEK","шт",null,"ГОФРОКОРОБ",20,1,1,909.42,757.85]
[null,"LPDO601-50-65-K01","Прожектор LED СДО 06-50 IP65 6500K белый IEK","шт",null,"ГОФРОКОРОБ",20,1,1,909.42,757.85]
[null,"LPDO601-50-65-K02","Прожектор СДО 06-50 светодиодный черный IP65 6500K IEK","шт",null,"ГОФРОКОРОБ",20,1,1,909.42,757.85]
[null,"LPDO601-070-40-K02","Прожектор LED СДО 06-70 IP65 4000К черный IEK","шт",null,"ГОФРОКОРОБ",10,1,1,1407.28,1172.733333333]
[null,"LPDO601-70-65-K02","Прожектор СДО 06-70 светодиодный черный IP65 6500K IEK","шт",null,"ГОФРОКОРОБ",10,1,1,1407.28,1172.733333333]
[null,"LPDO602-20-65-K02","Прожектор СДО 06-20Д светодиодный черный с ДД IP54 6500K IEK","шт",null,"ГОФРОКОРОБ",40,1,1,1286.42,1072.016666666,823.30880000000002,686.09066666666672]
[null,"LPDO602-30-65-K02","Прожектор СДО 06-30Д светодиодный черный с ДД IP54 6500K IEK","шт",null,"ГОФРОКОРОБ",20,1,1,1552.58,1293.8166666659999,993.65120000000002,828.04266666666672]
[null,"LPDO602-50-65-K02","Прожектор СДО 06-50Д светодиодный черный с ДД IP54 6500K IEK","шт",null,"ГОФРОКОРОБ",10,1,1,1840.94,1534.1166666659999]
["10.05.01.02 Прожекторы СДО-07"]
[null,"LPDO702-10-K03","Прожектор СДО 07-10Д светодиодный серый с ДД IP54 IEK","шт",null,"ГОФРОКОРОБ",30,1,1,1507.02,1255.8499999999999,964.49279999999999,803.74400000000003]
[null,"LPDO702-20-K03","Прожектор СДО 07-20Д светодиодный серый с ДД IP54 IEK","шт",null,"ГОФРОКОРОБ",30,1,1,1779.11,1482.591666666,1138.6304,948.85866666666664]
[null,"LPDO702-30-K03","Прожектор СДО 07-30Д светодиодный серый с ДД IP54 IEK","шт",null,"ГОФРОКОРОБ",30,1,1,2277.4,1897.8333333329999,1457.5360000000001,1214.6133333333332]
[null,"LPDO7G-01-20-K03","Прожектор LED СДО 07-20G green IP65 серый IEK","шт",null,"ГОФРОКОРОБ",30,1,1,1205.7,1004.75,771.64800000000002,643.04]
[null,"LPDO701-100-K03","Прожектор СДО 07-100 светодиодный серый IP65 IEK","шт",null,"ГОФРОКОРОБ",6,1,1,2900.21,2416.841666666,1856.1343999999999,1546.7786666666666]
[null,"LPDO701-10-K03","Прожектор СДО 07-10 светодиодный серый IP65 IEK","шт",null,"ГОФРОКОРОБ",40,1,1,562.66,468.883333333,360.10239999999999,300.08533333333332]
[null,"LPDO701-150-K03","Прожектор СДО 07-150 светодиодный серый IP65 IEK","шт",null,"ГОФРОКОРОБ",4,1,1,6792.92,5660.7666666659998,4347.4687999999996,3622.8906666666667]
[null,"LPDO701-200-K03","Прожектор СДО 07-200 светодиодный серый IP65 IEK","шт",null,"ГОФРОКОРОБ",3,1,1,7991.68,6659.7333333329998,5114.6751999999997,4262.2293333333337]
[null,"LPDO701-20-K03","Прожектор СДО 07-20 светодиодный серый IP65 IEK","шт",null,"ГОФРОКОРОБ",30,1,1,720.19,600.15833333299997,460.92160000000001,384.10133333333334]
[null,"LPDO701-30-K03","Прожектор СДО 07-30 светодиодный серый IP65 IEK","шт",null,"ГОФРОКОРОБ",30,1,1,1074.1600000000001,895.133333333,687.4624,572.88533333333328]
[null,"LPDO701-50-K03","Прожектор СДО 07-50 светодиодный серый IP65 IEK","шт",null,"ГОФРОКОРОБ",24,1,1,1503.82,1253.1833333330001,962.44479999999999,802.03733333333332]
[null,"LPDO701-70-K03","Прожектор СДО 07-70 светодиодный серый IP65 IEK","шт",null,"ГОФРОКОРОБ",10,1,1,2363.14,1969.283333333,1512.4096,1260.3413333333333]
["10.05.01.03 Аксессуары для прожекторов"]
[null,"LPADD2-160-2-K05","Штатив 68х68х160см для уст. двух прожекторов желтый IEK","шт",null,"ГОФРОКОРОБ",10,1,1,3519.94,2933.283333333,2252.7615999999998,1877.3013333333333]
["10.05.02 Прожекторы ИО и ГО"]
["10.05.02.01 Прожекторы металлогалогенные ГО"]
[null,"LPHO03-250-02-K03","Прожектор ГО03-250-02 250Вт E40 серый асимметричный IP65IEK","шт",null,"КОРОБКА/БОКС",1,1,1,8085,6737.5,5174.3999999999996,4312]
[null,"LPHO03-400-01-K03","Прожектор ГО03-400-01 400Вт E40 серый симметричный IP65 IEK","шт",null,"КОРОБКА/БОКС",1,1,1,18297.759999999998,15248.133333333,11710.5664,9758.8053333333337]
[null,"LPHO03-400-02-K03","Прожектор ГО03-400-02 400Вт E40 серый асимметричный IP65 IEK","шт",null,"КОРОБКА/БОКС",1,1,1,18297.759999999998,15248.133333333,11710.5664,9758.8053333333337]
["10.05.02.02 Прожекторы галогенные ИО"]
[null,"LPI01-1-1000-K02","Прожектор ИО1000 галоген. черный IP54 IEK","шт",null,"ГОФРОКОРОБ",6,1,1,3892.48,3243.7333333329998,2491.1871999999998,2075.9893333333334]
[null,"LPI01-1-1500-K02","Прожектор ИО1500 галоген. черный IP54 IEK","шт",null,"ГОФРОКОРОБ",6,1,1,6860.7,5717.25,4390.848,3659.04]
[null,"LPI01-1-0150-K02","Прожектор ИО150 галоген. черный IP54 IEK","шт",null,"ГОФРОКОРОБ",24,1,1,964.19,803.49166666600001,617.08159999999998,514.23466666666661]
[null,"LPI01-1-0500-K02","Прожектор ИО500 галоген. черный IP54 IEK","шт",null,"ГОФРОКОРОБ",16,16,16,1440.18,1200.1500000000001,921.71519999999998,768.096]
[null,"LPI03-1-0500-K02","Прожектор ИО500П(переноска) галоген. черный IP54 IEK","шт",null,"ГОФРОКОРОБ",8,8,8,2845.92,2371.6]
["10.05.03 Светильники светодиодные консольные ДКУ"]
["10.05.03.01 Светильники ДКУ 1002 Д"]
[null,"LDKU0-1002-030-5000-K03","Светильник LED консольный ДКУ 1002-30Д 5000К IP65 серый IEK","шт",null,"КОРОБКА/БОКС",10,1,1,3200.45,2667.0416666659999,2048.288,1706.9066666666668]
[null,"LDKU0-1002-050-5000-K03","Светильник LED консольный ДКУ 1002-50Д 5000К IP65 серый IEK","шт",null,"КОРОБКА/БОКС",6,1,1,4347.05,3622.5416666659999,2782.1120000000001,2318.4266666666667]
[null,"LDKU0-1002-100-5000-K03","Светильник LED консольный ДКУ 1002-100Д 5000К IP65 серый IEK","шт",null,"КОРОБКА/БОКС",4,1,1,8112.46,6760.3833333330003,5191.9744000000001,4326.6453333333329]
[null,"LDKU0-1002-150-5000-K03","Светильник LED консольный ДКУ 1002-150Д 5000К IP65 серый IEK","шт",null,"КОРОБКА/БОКС",4,1,1,14310.91,11925.758333333,9158.9824000000008,7632.4853333333331]
["10.05.03.04 Светильники ДКУ 1012 Ш"]
[null,"LDKU1-1012-050-5000-K03","Светильник LED консольный ДКУ 1012-50Ш 5000К IP65 серый IEK","шт",null,"ГОФРОКОРОБ",10,1,1,3514.48,2928.7333333329998,2249.2671999999998,1874.3893333333333]
[null,"LDKU1-1012-100-5000-K03","Светильник LED консольный ДКУ 1012-100Ш 5000К IP65 серый IEK","шт",null,"ГОФРОКОРОБ",10,1,1,5422.42,4518.6833333329996,3470.3488000000002,2891.9573333333333]
[null,"LDKU1-1012-150-5000-K03","Светильник LED консольный ДКУ 1012-150Ш 5000К IP65 серый IEK","шт",null,"ГОФРОКОРОБ",5,1,1,9143.0499999999993,7619.2083333330002,5851.5519999999997,4876.2933333333331]
[null,"LDKU1-1012-200-5000-K03","Светильник LED консольный ДКУ 1012-200Ш 5000К IP65 серый IEK","шт",null,"ГОФРОКОРОБ",5,1,1,13672.67,11393.891666666001,8750.5087999999996,7292.0906666666669]
["10.05.03.05 Светильники ДКУ 1013 Д"]
[null,"LDKU1-1013-075-5000-K03","Светильник LED консольный ДКУ 1013-75Д 5000К IP65 IEK","шт",null,"ГОФРОКОРОБ",20,1,1,2525.5100000000002,2104.591666666,1616.3263999999999,1346.9386666666667]
[null,"LDKU1-1013-120-5000-K03","Светильник LED консольный ДКУ 1013-120Д 5000К IP65 IEK","шт",null,"ГОФРОКОРОБ",10,1,1,3636.76,3030.6333333329999,2327.5264000000002,1939.6053333333334]
[null,"LDKU1-1013-200-5000-K03","Светильник LED консольный ДКУ 1013-200Д 5000К IP65 IEK","шт",null,"ГОФРОКОРОБ",10,1,1,6788.57,5657.1416666659998,4344.6848,3620.5706666666665]
[null,"LDKU1-1013-050-5000-K03","Светильник LED консольный ДКУ 1013-50Д 5000К IP65 IEK","шт",null,"ГОФРОКОРОБ",20,1,1,1509.89,1258.2416666659999,966.32960000000003,805.27466666666669]
[null,"LDKU1-1013-100-5000-K03","Светильник LED консольный ДКУ 1013-100Д 5000К IP65 IEK","шт",null,"ГОФРОКОРОБ",10,1,1,2716.43,2263.6916666659999,1738.5152,1448.7626666666667]
[null,"LDKU1-1013-150-5000-K03","Светильник LED консольный ДКУ 1013-150Д 5000К IP65 IEK","шт",null,"ГОФРОКОРОБ",10,1,1,3934.54,3278.783333333,2518.1055999999999,2098.4213333333332]
["10.05.03.06 Светильники ДКУ 1011 Ш"]
[null,"LT-DKU1-1011-030-50-K03","Светильник LED консольный ДКУ 1011-30Ш 5000К IP65 IEK","шт",null,"ГОФРОКОРОБ",20,1,1,1836.73,1530.608333333,1175.5072,979.58933333333334]
[null,"LT-DKU1-1011-050-50-K03","Светильник LED консольный ДКУ 1011-50Ш 5000К IP65 IEK","шт",null,"ГОФРОКОРОБ",20,1,1,2551.02,2125.85,1632.6528000000001,1360.5440000000001]
[null,"LT-DKU1-1011-075-50-K03","Светильник LED консольный ДКУ 1011-75Ш 5000К IP65 IEK","шт",null,"ГОФРОКОРОБ",10,1,1,3163.27,2636.0583333330001,2024.4928,1687.0773333333334]
[null,"LT-DKU1-1011-100-50-K03","Светильник LED консольный ДКУ 1011-100Ш 5000К IP65 IEK","шт",null,"ГОФРОКОРОБ",10,1,1,3571.43,2976.1916666659999,2285.7152000000001,1904.7626666666667]
[null,"LT-DKU1-1011-120-50-K03","Светильник LED консольный ДКУ 1011-120Ш 5000К IP65 IEK","шт",null,"ГОФРОКОРОБ",10,1,1,4693.88,3911.5666666659999,3004.0832,2503.4026666666668]
[null,"LT-DKU1-1011-150-50-K03","Светильник LED консольный ДКУ 1011-150Ш 5000К IP65 IEK","шт",null,"ГОФРОКОРОБ",10,1,1,6020.41,5017.0083333330003,3853.0623999999998,3210.8853333333332]
[null,"LT-DKU1-1011-200-50-K03","Светильник LED консольный ДКУ 1011-200Ш 5000К IP65 IEK","шт",null,"ГОФРОКОРОБ",10,1,1,8163.28,6802.7333333329998,5224.4992000000002,4353.7493333333332]
["10.05.03.10 Аксессуары для светильников ДКУ"]
[null,"LDKU0D-CR-48-0750-12-K03","Кронштейн КР-6 D=48 L=750 монтаж. лента 2 хомута серый IEK","шт","Заказная","ПАКЕТ ПРЯМОУГОЛЬНЫЙ",1,1,1,5500,4583.3333333330002,3520,2933.3333333333335]
[null,"LDKU0D-CR-48-1000-12-K03","Кронштейн КР-6 D=48 L=1000 на опору 2 хомута серый IEK","шт","Заказная","ПАКЕТ ПРЯМОУГОЛЬНЫЙ",1,1,1,6200,5166.6666666660003,3968,3306.6666666666665]
[null,"LDKU0D-CR-48-23-13-K03","Кронштейн КР-3 D=48 L=230 на трубу рег. угол серый IEK","шт",null,"ПАКЕТ ПРЯМОУГОЛЬНЫЙ",1,1,1,2400,2000,1536,1280]
[null,"LDKU0D-CR-48-0250-23-K01","Кронштейн КР-3М D=48 L=250 монтаж. лента рег. угол белый IEK","шт",null,"ПАКЕТ БЕЗ ФОРМЫ",1,1,1,1210,1008.333333333,774.4,645.33333333333337]
[null,"LDKU0D-CR-48-0250-33-K01","Кронштейн КР-3 D=48 L=250 настен. рег. угол белый IEK","шт",null,"ПОДДОН/ПАЛЛЕТА",576,1,1,1103.52,919.6,706.25279999999998,588.54399999999998]
[null,"LDKU0D-CR-48-0350-11-K03","Кронштейн КНО-1 D=48 L=350 на опору 1 хомут серый IEK","шт",null,"ОБЕРТКА",2,2,2,2468.4,2057,1579.7760000000001,1316.48]
[null,"LDKU0D-CR-48-0350-23-K01","Кронштейн КР-2М D=48 L=350 монтаж. лента рег. угол белый IEK","шт",null,"ПОДДОН/ПАЛЛЕТА",576,1,1,1321.56,1101.3,845.79840000000002,704.83199999999999]
[null,"LDKU0D-CR-48-0500-12-K03","Кронштейн КНО-2 D=48 L=500 на опору 2 хомута серый IEK","шт",null,"ОБЕРТКА",2,1,1,3775.2,3146,2416.1280000000002,2013.44]
[null,"LDKU0D-CR-48-0500-23-K01","Кронштейн КР-4М D=48 L=500 монтаж. лента рег. угол белый IEK","шт",null,"ПОДДОН/ПАЛЛЕТА",1,1,1,1415.7,1179.75,906.048,755.04]
[null,"LDKU0D-CR-48-0500-33-K01","Кронштейн КР-4 D=48 L=500 настен. рег. угол белый IEK","шт",null,"ПАКЕТ БЕЗ ФОРМЫ",1,1,1,1331.98,1109.983333333,852.46720000000005,710.3893333333333]
[null,"LT-DKU0D-CR-48-35-21-K03","Кронштейн КР-1 D=48 L=350 монтаж. лента 1 хомут серый IEK","шт",null,"ПАКЕТ ПРЯМОУГОЛЬНЫЙ",1,1,1,2379,1982.5,1522.56,1268.8]
[null,"LT-DKU0D-CR-60-35-21-K03","Кронштейн КР-1 D=60 L=350 монтаж. лента 1 хомут серый IEK","шт",null,"ПАКЕТ ПРЯМОУГОЛЬНЫЙ",1,1,1,2460,2050,1574.4,1312]
[null,"LT-DKU0D-CR-48-50-22-K03","Кронштейн КР-2 D=48 L=500 монтаж. лента 2 хомута серый IEK","шт",null,"ПАКЕТ ПРЯМОУГОЛЬНЫЙ",1,1,1,3120,2600,1996.8,1664]
[null,"LT-DKU0D-CR-60-50-22-K03","Кронштейн КР-2 D=60 L=500 монтаж. лента 2 хомута серый IEK","шт",null,"ПАКЕТ ПРЯМОУГОЛЬНЫЙ",1,1,1,3240,2700,2073.6,1728]
["10.06 Аварийное освещение"]
["10.06.01 Светильники аварийные ДПА"]
["10.06.01.01 Светильники аварийные ДПА"]
[null,"LT-DPA0D-R-0350-K01","Решетка защитная для авар. светильников ДПА 300мм белая IEK","шт","Заказная","ГОФРОКОРОБ",5,1,1,1330,1108.3333333329999,851.2,709.33333333333337]
[null,"LT-DPA0D-R-0410-K01","Решетка защитная для авар. светильников ДПА 410мм белая IEK","шт","Заказная","ГОФРОКОРОБ",5,1,1,1330,1108.3333333329999,851.2,709.33333333333337]
[null,"LDPA0-060-3-20-K01","Светильник аварийный ДПА 060 непост. 3ч IP20 IEK","шт",null,"ГОФРОКОРОБ",40,1,1,7822.78,6518.9833333329998,5006.5792000000001,4172.1493333333337]
[null,"LDPA0-5031-1-20-K01","Светильник аварийный ДПА 5031-1 1ч универ. 24м IP20 IEK","шт",null,"КОРОБКА/БОКС",10,1,1,8626.26,7188.55,5520.8064000000004,4600.6719999999996]
[null,"LDPA0-5031-3-20-K01","Светильник аварийный ДПА 5031-3 3ч универ. 24м IP20 IEK","шт",null,"КОРОБКА/БОКС",10,1,1,9281.39,7734.4916666660001,5940.0896000000002,4950.0746666666664]
[null,"LDPA0-5042-1-65-K01","Светильник аварийный ДПА 5042-1 1 ч универ. IP65 IEK","шт",null,"КОРОБКА/БОКС",10,1,1,8819.1,7349.25,5644.2240000000002,4703.5200000000004]
[null,"LDPA0-5042-3-65-K01","Светильник аварийный ДПА 5042-3 3ч универ. IP65 IEK","шт",null,"КОРОБКА/БОКС",10,1,1,10118.75,8432.2916666660003,6476,5396.666666666667]
[null,"LDPA0-5030-1H-K01","Светильник аварийный ДПА 5030-1 пост. 1ч IP20 IEK","шт",null,"КОРОБКА/БОКС",10,1,1,4560.34,3800.283333333,2918.6176,2432.1813333333334]
[null,"LDPA0-5030-3H-K01","Светильник аварийный ДПА 5030-3 пост. 3ч IP20 IEK","шт",null,"КОРОБКА/БОКС",10,1,1,5223.7,4353.0833333330002,3343.1680000000001,2785.9733333333334]
[null,"LDPA0-5040-1H-K01","Светильник аварийный ДПА 5040-1 пост. 1ч IP54 IEK","шт",null,"КОРОБКА/БОКС",10,1,1,6247.66,5206.3833333330003,3998.5023999999999,3332.0853333333334]
[null,"LDPA0-5040-3H-K01","Светильник аварийный ДПА 5040-3 пост. 3ч IP54 IEK","шт",null,"КОРОБКА/БОКС",10,1,1,6232.27,5193.5583333329996,3988.6527999999998,3323.8773333333334]
[null,"LDPA0-130-1-3-K01","Светильник аварийный ДПА-130, аккумулятор, 3ч, IP20, IEK","шт",null,"КОРОБКА/БОКС",20,1,1,6909.47,5757.8916666659998,4422.0608000000002,3685.0506666666665]
[null,"LDPA0-2101-30-K01","Светильник аварийный ДПА 2101 4ч IP20 IEK","шт",null,"КОРОБКА/БОКС",24,1,1,4187.17,3489.3083333330001,2679.7887999999998,2233.1573333333336]
[null,"LDPA0-2104-60-K01","Светильник аварийный ДПА 2104 4ч IP20 IEK","шт",null,"КОРОБКА/БОКС",10,1,1,4515.74,3763.1166666660001,2890.0736000000002,2408.3946666666666]
[null,"LDPA0-2101-4-65-K01","Светильник аварийный ДПА 2105 пост. 4ч IP65 IEK","шт",null,"ГОФРОКОРОБ",24,1,1,4701.8500000000004,3918.2083333330002,3009.1840000000002,2507.6533333333332]
[null,"LDPA0-5045-1-54-K01","Светильник аварийный ДПА 5045-1 унив. 1ч IP54 IEK","шт",null,"ГОФРОКОРОБ",10,1,1,4510.8599999999997,3759.05,2886.9504000000002,2405.7919999999999]
[null,"LDPA0-5045-2-54-K01","Светильник аварийный ДПА 5045-2 унив. 3ч IP54 IEK","шт",null,"ГОФРОКОРОБ",10,1,1,4881.6099999999997,4068.0083333329999,3124.2303999999999,2603.5253333333335]
[null,"LDPA0-140-3-3-20-K01","Светильник аварийный ДПА 140 3ч непост. IP20 IEK","шт",null,"ГОФРОКОРОБ",75,1,1,5197.5,4331.25,3326.4,2772]
["10.06.02 Светильники эвакуационные ССА"]
["10.06.02.01 Светильники эвакуационные ССА"]
[null,"LSSA0-1001-003-K03","Светильник авар. ССА1001 3Вт 1,5ч одностор. ВЫХОД-EXIT IEK","шт",null,"КОРОБКА/БОКС",20,1,1,1544.48,1287.0666666659999,988.46720000000005,823.72266666666667]
[null,"LSSA0-1010-1-65-K01","Светильник авар. ССА1010 1ч универс. IP65 IEK","шт",null,"ГОФРОКОРОБ",10,1,1,5694.16,4745.1333333330003,3644.2624000000001,3036.8853333333332]
[null,"LSSA1-1010-3-65-K01","Светильник авар. ССА1010 3ч универс. IP65 IEK","шт",null,"ГОФРОКОРОБ",10,1,1,6583.5,5486.25,4213.4399999999996,3511.2]
[null,"LSSA0-2101-3-20-K03","Светильник авар. ССА 2101 3Вт 3ч ВЫХОД-EXIT IP20 IEK","шт",null,"КОРОБКА/БОКС",10,1,1,5208.84,4340.7,3333.6576,2778.0479999999998]
[null,"LSSA0-1004-003-K03","Светильник авар. ССА1004 3Вт 1,5ч двуст. ВЫХОД-EXIT с/н IEK","шт",null,"КОРОБКА/БОКС",20,1,1,1544.48,1287.0666666659999,988.46720000000005,823.72266666666667]
[null,"LSSA0-1005-003-K03","Светильник авар. ССА1005 3Вт 1,5ч одностор. без наклейки IEK","шт",null,"КОРОБКА/БОКС",20,1,1,1544.48,1287.0666666659999,988.46720000000005,823.72266666666667]
[null,"LSSA0-1002-003-K03","Светильник авар. ССА1002 3Вт 1,5ч одностор. з/в IEK","шт",null,"КОРОБКА/БОКС",20,1,1,1544.48,1287.0666666659999,988.46720000000005,823.72266666666667]
[null,"LSSA0-1003-003-K03","Светильник авар. ССА1003 3Вт 1,5ч двуст. ВЫХОД-EXIT с/ф IEK","шт",null,"КОРОБКА/БОКС",20,1,1,1544.48,1287.0666666659999,988.46720000000005,823.72266666666667]
["10.06.02.02 Знаки безопасности"]
[null,"YPC30-105ZAPV","Этикетка самокл. 100х50мм \"ЗАПАСНЫЙ ВЫХОД\" IEK","шт","Заказная","ПАКЕТ БЕЗ ФОРМЫ",100,100,100,20.98,17.483333333000001,13.427199999999999,11.189333333333334]
[null,"YPC30-2010NEV-NALVN","Этикетка самокл. 200х100мм \"Нап.к эв.вых. нал.вн.\" IEK","шт",null,"ПАКЕТ БЕЗ ФОРМЫ",10,10,10,37.659999999999997,31.383333332999999,24.102399999999999,20.085333333333335]
[null,"YPC30-105NEV-NAPR","Этикетка самокл. 100х50мм \"Нап.к эв.вых. напр.\" IEK","шт","Заказная","ПАКЕТ БЕЗ ФОРМЫ",100,100,100,20.98,17.483333333000001,13.427199999999999,11.189333333333334]
[null,"YPC30-2010NEV-NAPR","Этикетка самокл. 200х100мм \"Нап.к эв.вых. напр.\" IEK","шт",null,"ПАКЕТ БЕЗ ФОРМЫ",10,10,10,50.03,41.691666666000003,32.019199999999998,26.682666666666666]
[null,"YPC30-50NEV-LNALVN","Этикетка самокл. 50х50мм \"Нап.к эв.вых. лест.нал.вн.\" IEK","шт",null,"ПАКЕТ БЕЗ ФОРМЫ",11000,100,100,14.8,12.333333333000001,9.4719999999999995,7.8933333333333326]
[null,"YPC30-50NEV-LNAPRVN","Этикетка самокл. 50х50мм \"Нап.к эв.вых. лест.напр.вн.\" IEK","шт",null,"ПАКЕТ БЕЗ ФОРМЫ",11000,100,100,14.8,12.333333333000001,9.4719999999999995,7.8933333333333326]
[null,"YPC30-50VZ-LSTR","Этикетка самокл. 50х50мм \"Выход здесь\" (левосторонний) IEK","шт","Заказная","ПАКЕТ БЕЗ ФОРМЫ",100,100,100,14.8,12.333333333000001,9.4719999999999995,7.8933333333333326]
[null,"YPC30-105V","Этикетка самокл. 100х50мм \"ВЫХОД\" IEK","шт",null,"ПАКЕТ БЕЗ ФОРМЫ",100,100,100,23.34,19.45,14.9376,12.448]
[null,"YPC30-2010V","Этикетка самокл. 200х100мм \"ВЫХОД\" IEK","шт",null,"ПАКЕТ БЕЗ ФОРМЫ",10,10,10,55.56,46.3,35.558399999999999,29.632000000000001]
[null,"YPC30-2010NEV-NAPRVN","Этикетка самокл. 200х100мм \"Нап.к эв.вых. напр.вн.\" IEK","шт",null,"ПАКЕТ БЕЗ ФОРМЫ",10,10,10,50.03,41.691666666000003,32.019199999999998,26.682666666666666]
[null,"YPC30-105NEV-NAL","Этикетка самокл. 100х50мм \"Нап.к эв.вых. нал.\" IEK","шт",null,"ПАКЕТ БЕЗ ФОРМЫ",100,100,100,20.98,17.483333333000001,13.427199999999999,11.189333333333334]
[null,"YPC30-2010NEV-NAL","Этикетка самокл. 200х100мм \"Нап.к эв.вых. нал.\" IEK","шт",null,"ПАКЕТ БЕЗ ФОРМЫ",10,10,10,50.03,41.691666666000003,32.019199999999998,26.682666666666666]
[null,"YPC30-105NEV-PRM","Этикетка самокл. 100х50мм \"Нап.к эв.вых. прямо\" IEK","шт","Заказная","ПАКЕТ БЕЗ ФОРМЫ",100,100,100,20.98,17.483333333000001,13.427199999999999,11.189333333333334]
[null,"YPC30-2010NEV-PRM","Этикетка самокл. 200х100мм \"Нап.к эв.вых. прямо\" IEK","шт",null,"ПАКЕТ БЕЗ ФОРМЫ",10,10,10,50.03,41.691666666000003]
[null,"YPC30-105NEV-NALVV","Этикетка самокл. 100х50мм \"Нап.к эв.вых. нал.вв.\" IEK","шт",null,"ПАКЕТ БЕЗ ФОРМЫ",100,100,100,20.98,17.483333333000001,13.427199999999999,11.189333333333334]
[null,"YPC30-105NEV-NAPRVV","Этикетка самокл. 100х50мм \"Нап.к эв.вых. напр.вв.\" IEK","шт",null,"ПАКЕТ БЕЗ ФОРМЫ",100,100,100,20.98,17.483333333000001,13.427199999999999,11.189333333333334]
[null,"YPC30-2010NEV-NAPRVV","Этикетка самокл. 200х100мм \"Нап.к эв.вых. напр.вв.\" IEK","шт",null,"ПАКЕТ БЕЗ ФОРМЫ",10,10,10,37.659999999999997,31.383333332999999,24.102399999999999,20.085333333333335]
["10.06.02.02.01 Знаки безопасности для светильников"]
[null,"YPC30-150NEV-LNALVN","Этикетка самокл. 150х150мм \"Нап.к эв.вых. лест.нал.вн.\" IEK","шт","Заказная","ПАКЕТ БЕЗ ФОРМЫ",10,10,10,87.76,73.133333332999996,56.166400000000003,46.80533333333333]
[null,"YPC30-150NEV-LNALVV","Этикетка самокл. 150х150мм \"Нап.к эв.вых. лест.нал.вв.\" IEK","шт","Заказная","ПАКЕТ БЕЗ ФОРМЫ",10,10,10,87.76,73.133333332999996,56.166400000000003,46.80533333333333]
[null,"YPC30-150NEV-LNAPRVV","Этикетка самокл. 150х150мм \"Нап.к эв.вых. лест.напр.вв.\" IEK","шт","Заказная","ПАКЕТ БЕЗ ФОРМЫ",10,10,10,87.76,73.133333332999996,56.166400000000003,46.80533333333333]
[null,"LPC10-1-15-15-EVV","Этикетка самокл. 150х150мм \"Эвакуац. выход\" IEK","шт","Заказная","ПАКЕТ БЕЗ ФОРМЫ",10,10,10,87.74,73.116666666,56.153599999999997,46.794666666666664]
[null,"LPC10-1-15-15-MSTS","Этикетка самокл. 150х150мм \"Место сбора\" IEK","шт",null,"ПАКЕТ БЕЗ ФОРМЫ",10,10,10,87.74,73.116666666,56.153599999999997,46.794666666666664]
[null,"LPC10-1-15-15-NASST","Этикетка самокл. 150х150мм \"Насосная станция пож.\" IEK","шт","Заказная","ПАКЕТ ПРЯМОУГОЛЬНЫЙ",10,10,10,87.76,73.133333332999996,56.166400000000003,46.80533333333333]
[null,"LPC10-1-15-15-OGNT","Этикетка самокл. 150х150мм \"Огнетушитель\" IEK","шт","Заказная","ПАКЕТ ПРЯМОУГОЛЬНЫЙ",10,10,10,87.76,73.133333332999996,56.166400000000003,46.80533333333333]
[null,"LPC10-1-15-15-PGID","Этикетка самокл. 150х150мм \"Пож. гидрант\" IEK","шт","Заказная","ПАКЕТ ПРЯМОУГОЛЬНЫЙ",10,10,10,87.76,73.133333332999996,56.166400000000003,46.80533333333333]
[null,"LPC10-1-15-15-PKRAN","Этикетка самокл. 150х150мм \"Пож. кран\" IEK","шт","Заказная","ПАКЕТ БЕЗ ФОРМЫ",10,10,10,87.74,73.116666666,56.153599999999997,46.794666666666664]
[null,"LPC10-1-15-15-STR","Этикетка самокл. 150х150мм \"Направляющая стрелка\" IEK","шт","Заказная","ПАКЕТ БЕЗ ФОРМЫ",10,10,10,87.76,73.133333332999996,56.166400000000003,46.80533333333333]
[null,"LPC10-1-15-15-VZNAL","Этикетка самокл. 150х150мм \"Выезд налево\" IEK","шт","Заказная","ПАКЕТ ПРЯМОУГОЛЬНЫЙ",10,10,10,87.76,73.133333332999996,56.166400000000003,46.80533333333333]
[null,"LPC10-1-15-15-VZNAPR","Этикетка самокл. 150х150мм \"Выезд направо\" IEK","шт","Заказная","ПАКЕТ ПРЯМОУГОЛЬНЫЙ",10,10,10,87.76,73.133333332999996,56.166400000000003,46.80533333333333]
[null,"LPC10-1-24-09-EVV","Этикетка самокл. 240х90мм \"Эвакуац. выход\" IEK","шт","Заказная","ПАКЕТ БЕЗ ФОРМЫ",10,10,10,94.6,78.833333332999999,60.543999999999997,50.453333333333333]
[null,"LPC10-1-24-09-MSTS","Этикетка самокл. 240х90мм \"Место сбора\" IEK","шт","Заказная","ПАКЕТ БЕЗ ФОРМЫ",10,10,10,94.6,78.833333332999999,60.543999999999997,50.453333333333333]
[null,"LPC10-1-24-09-NASST","Этикетка самокл. 240х90мм \"Насосная станция пож.\" IEK","шт","Заказная","ПАКЕТ ПРЯМОУГОЛЬНЫЙ",10,10,10,94.6,78.833333332999999,60.543999999999997,50.453333333333333]
[null,"LPC10-1-24-09-PKRAN","Этикетка самокл. 240х90мм \"Пож. кран\" IEK","шт","Заказная","ПАКЕТ БЕЗ ФОРМЫ",10,10,10,94.6,78.833333332999999,60.543999999999997,50.453333333333333]
[null,"LPC10-1-24-9-NEV","Этикетка самокл. 240х90мм \"Не входить\" IEK","шт","Заказная","ПАКЕТ БЕЗ ФОРМЫ",10,10,10,94.6,78.833333332999999,60.543999999999997,50.453333333333333]
[null,"LPC10-1-28-10-EVV","Этикетка самокл. 280х100мм \"Эвакуац. выход\" IEK","шт","Заказная","ПАКЕТ БЕЗ ФОРМЫ",10,10,10,173.27,144.39166666599999,110.89279999999999,92.410666666666671]
[null,"LPC10-1-28-10-FNAL","Этикетка самокл. 280х100мм \"Фигура/стр. влево\" IEK","шт","Заказная","ПАКЕТ БЕЗ ФОРМЫ",10,10,10,173.27,144.39166666599999,110.89279999999999,92.410666666666671]
[null,"LPC10-1-28-10-FNAPR","Этикетка самокл. 280х100мм \"Фигура/стр. вправо\" IEK","шт","Заказная","ПАКЕТ БЕЗ ФОРМЫ",10,10,10,173.27,144.39166666599999,110.89279999999999,92.410666666666671]
[null,"LPC10-1-28-10-FNIZ","Этикетка самокл. 280х100мм \"Фигура/стр. вниз\" IEK","шт","Заказная","ПАКЕТ БЕЗ ФОРМЫ",10,10,10,173.27,144.39166666599999,110.89279999999999,92.410666666666671]
[null,"LPC10-1-28-10-FVERH","Этикетка самокл. 280х100мм \"Фигура/стр. вверх\" IEK","шт","Заказная","ПАКЕТ БЕЗ ФОРМЫ",10,10,10,173.27,144.39166666599999,110.89279999999999,92.410666666666671]
[null,"LPC10-1-28-10-FVNNAL","Этикетка самокл. 280х100мм \"Фигура/стр. вниз влево\" IEK","шт","Заказная","ПАКЕТ БЕЗ ФОРМЫ",10,10,10,173.27,144.39166666599999,110.89279999999999,92.410666666666671]
[null,"LPC10-1-28-10-FVNNAPR","Этикетка самокл. 280х100мм \"Фигура/стр. вниз вправо\" IEK","шт","Заказная","ПАКЕТ БЕЗ ФОРМЫ",10,10,10,173.27,144.39166666599999,110.89279999999999,92.410666666666671]
[null,"LPC10-1-28-10-FVVNAL","Этикетка самокл. 280х100мм \"Фигура/стр. вверх влево\" IEK","шт","Заказная","ПАКЕТ БЕЗ ФОРМЫ",10,10,10,173.27,144.39166666599999,110.89279999999999,92.410666666666671]
[null,"LPC10-1-28-10-FVVNAPR","Этикетка самокл. 280х100мм \"Фигура/стр. вверх вправо\" IEK","шт","Заказная","ПАКЕТ БЕЗ ФОРМЫ",10,10,10,173.27,144.39166666599999,110.89279999999999,92.410666666666671]
[null,"LPC10-1-28-10-MSTS","Этикетка самокл. 280х100мм \"Место сбора\" IEK","шт","Заказная","ПАКЕТ БЕЗ ФОРМЫ",10,10,10,173.27,144.39166666599999,110.89279999999999,92.410666666666671]
[null,"LPC10-1-28-10-NASST","Этикетка самокл. 280х100мм \"Насосная станция пож.\" IEK","шт","Заказная","ПАКЕТ БЕЗ ФОРМЫ",10,10,10,173.27,144.39166666599999,110.89279999999999,92.410666666666671]
[null,"LPC10-1-28-10-PGID","Этикетка самокл. 280х100мм \"Пож. гидрант\" IEK","шт",null,"ПАКЕТ БЕЗ ФОРМЫ",10,10,10,173.27,144.39166666599999,110.89279999999999,92.410666666666671]
[null,"LPC10-1-28-10-PKNAL","Этикетка самокл. 280х100мм \"Пож. кран/стр. налево\" IEK","шт","Заказная","ПАКЕТ БЕЗ ФОРМЫ",10,10,10,173.27,144.39166666599999,110.89279999999999,92.410666666666671]
[null,"LPC10-1-28-10-PKNAPR","Этикетка самокл. 280х100мм \"Пож. кран/стр. направо\" IEK","шт","Заказная","ПАКЕТ БЕЗ ФОРМЫ",10,10,10,173.27,144.39166666599999,110.89279999999999,92.410666666666671]
[null,"LPC10-1-28-10-PKRAN","Этикетка самокл. 280х100мм \"Пож. кран\" IEK","шт",null,"ПАКЕТ БЕЗ ФОРМЫ",10,10,10,173.27,144.39166666599999,110.89279999999999,92.410666666666671]
[null,"LPC10-1-28-10-STR","Этикетка самокл. 280х100мм \"Направляющая стрелка\" IEK","шт",null,"ПАКЕТ БЕЗ ФОРМЫ",10,10,10,173.27,144.39166666599999,110.89279999999999,92.410666666666671]
[null,"LPC10-1-28-10-VIEZD","Этикетка самокл. 280х100мм \"Выезд\" IEK","шт","Заказная","ПАКЕТ БЕЗ ФОРМЫ",10,10,10,173.27,144.39166666599999,110.89279999999999,92.410666666666671]
[null,"LPC10-1-28-10-VLVNF","Этикетка самокл. 280х100мм \"Выход/лест. вниз/фигура\" IEK","шт","Заказная","ПАКЕТ БЕЗ ФОРМЫ",10,10,10,173.27,144.39166666599999,110.89279999999999,92.410666666666671]
[null,"LPC10-1-28-10-VLVVF","Этикетка самокл. 280х100мм \"Выход/лест. вверх/фигура\" IEK","шт","Заказная","ПАКЕТ БЕЗ ФОРМЫ",10,10,10,173.27,144.39166666599999,110.89279999999999,92.410666666666671]
[null,"LPC10-1-28-10-VYHD","Этикетка самокл. 280х100мм \"Выход-EXIT\" IEK","шт",null,"ПАКЕТ БЕЗ ФОРМЫ",10,10,10,173.27,144.39166666599999,110.89279999999999,92.410666666666671]
[null,"LPC10-1-28-10-VZNAL","Этикетка самокл. 280х100мм \"Выезд/стрелка налево\" IEK","шт","Заказная","ПАКЕТ БЕЗ ФОРМЫ",10,10,10,173.27,144.39166666599999,110.89279999999999,92.410666666666671]
[null,"LPC10-1-28-10-VZNAPR","Этикетка самокл. 280х100мм \"Выезд/стрелка направо\" IEK","шт","Заказная","ПАКЕТ БЕЗ ФОРМЫ",10,10,10,173.27,144.39166666599999,110.89279999999999,92.410666666666671]
[null,"LPC10-1-31-09-EVV","Этикетка самокл. 310х90мм \"Эвакуац. выход\" IEK","шт","Заказная","ПАКЕТ БЕЗ ФОРМЫ",10,10,10,173.27,144.39166666599999,110.89279999999999,92.410666666666671]
[null,"LPC10-1-31-09-FNAL","Этикетка самокл. 310х90мм \"Фигура/стр. влево\" IEK","шт",null,"ПАКЕТ БЕЗ ФОРМЫ",10,10,10,173.27,144.39166666599999,110.89279999999999,92.410666666666671]
[null,"LPC10-1-31-09-FNAPR","Этикетка самокл. 310х90мм \"Фигура/стр. вправо\" IEK","шт",null,"ПАКЕТ БЕЗ ФОРМЫ",10,10,10,173.27,144.39166666599999,110.89279999999999,92.410666666666671]
[null,"LPC10-1-31-09-FNIZ","Этикетка самокл. 310х90мм \"Фигура/стр. вниз\" IEK","шт",null,"ПАКЕТ БЕЗ ФОРМЫ",10,10,10,173.27,144.39166666599999,110.89279999999999,92.410666666666671]
[null,"LPC10-1-31-09-FVERH","Этикетка самокл. 310х90мм \"Фигура/стр. вверх\" IEK","шт","Заказная","ПАКЕТ БЕЗ ФОРМЫ",10,10,10,173.27,144.39166666599999,110.89279999999999,92.410666666666671]
[null,"LPC10-1-31-09-FVNNAL","Этикетка самокл. 310х90мм \"Фигура/стр. вниз влево\" IEK","шт","Заказная","ПАКЕТ БЕЗ ФОРМЫ",10,10,10,173.27,144.39166666599999,110.89279999999999,92.410666666666671]
[null,"LPC10-1-31-09-FVNNAPR","Этикетка самокл. 310х90мм \"Фигура/стр. вниз вправо\" IEK","шт","Заказная","ПАКЕТ БЕЗ ФОРМЫ",10,10,10,173.27,144.39166666599999,110.89279999999999,92.410666666666671]
[null,"LPC10-1-31-09-FVVNAL","Этикетка самокл. 310х90мм \"Фигура/стр. вверх влево\" IEK","шт","Заказная","ПАКЕТ БЕЗ ФОРМЫ",10,10,10,173.27,144.39166666599999,110.89279999999999,92.410666666666671]
[null,"LPC10-1-31-09-FVVNAPR","Этикетка самокл. 310х90мм \"Фигура/стр. вверх вправо\" IEK","шт","Заказная","ПАКЕТ БЕЗ ФОРМЫ",10,10,10,173.27,144.39166666599999,110.89279999999999,92.410666666666671]
[null,"LPC10-1-31-09-MSTS","Этикетка самокл. 310х90мм \"Место сбора\" IEK","шт","Заказная","ПАКЕТ БЕЗ ФОРМЫ",10,10,10,173.27,144.39166666599999,110.89279999999999,92.410666666666671]
[null,"LPC10-1-31-09-NASST","Этикетка самокл. 310х90мм \"Насосная станция пож.\" IEK","шт","Заказная","ПАКЕТ БЕЗ ФОРМЫ",10,10,10,173.27,144.39166666599999,110.89279999999999,92.410666666666671]
[null,"LPC10-1-31-09-PGID","Этикетка самокл. 310х90мм \"Пож. гидрант\" IEK","шт",null,"ПАКЕТ БЕЗ ФОРМЫ",10,10,10,173.27,144.39166666599999,110.89279999999999,92.410666666666671]
[null,"LPC10-1-31-09-PKNAL","Этикетка самокл. 310х90мм \"Пож. кран/стр. налево\" IEK","шт","Заказная","ПАКЕТ БЕЗ ФОРМЫ",10,10,10,173.27,144.39166666599999,110.89279999999999,92.410666666666671]
[null,"LPC10-1-31-09-PKNAPR","Этикетка самокл. 310х90мм \"Пож. кран/стр. направо\" IEK","шт","Заказная","ПАКЕТ БЕЗ ФОРМЫ",10,10,10,173.27,144.39166666599999,110.89279999999999,92.410666666666671]
[null,"LPC10-1-31-09-PKRAN","Этикетка самокл. 310х90мм \"Пож. кран\" IEK","шт","Заказная","ПАКЕТ БЕЗ ФОРМЫ",10,10,10,173.27,144.39166666599999,110.89279999999999,92.410666666666671]
[null,"LPC10-1-31-09-STR","Этикетка самокл. 310х90мм \"Направляющая стрелка\" IEK","шт",null,"ПАКЕТ БЕЗ ФОРМЫ",10,10,10,173.27,144.39166666599999,110.89279999999999,92.410666666666671]
[null,"LPC10-1-31-09-VIEZD","Этикетка самокл. 310х90мм \"Выезд\" IEK","шт","Заказная","ПАКЕТ БЕЗ ФОРМЫ",10,10,10,173.27,144.39166666599999,110.89279999999999,92.410666666666671]
[null,"LPC10-1-31-09-VLVNF","Этикетка самокл. 310х90мм \"Выход/лест. вниз/фигура\" IEK","шт","Заказная","ПАКЕТ БЕЗ ФОРМЫ",10,10,10,173.27,144.39166666599999,110.89279999999999,92.410666666666671]
[null,"LPC10-1-31-09-VLVVF","Этикетка самокл. 310х90мм \"Выход/лест. вверх/фигура\" IEK","шт","Заказная","ПАКЕТ БЕЗ ФОРМЫ",10,10,10,173.27,144.39166666599999,110.89279999999999,92.410666666666671]
[null,"LPC10-1-31-09-VYHD","Этикетка самокл. 310х90мм \"Выход-EXIT\" IEK","шт",null,"ПАКЕТ БЕЗ ФОРМЫ",10,10,10,173.27,144.39166666599999,110.89279999999999,92.410666666666671]
[null,"LPC10-1-31-09-VZNAL","Этикетка самокл. 310х90мм \"Выезд/стрелка налево\" IEK","шт","Заказная","ПАКЕТ БЕЗ ФОРМЫ",10,10,10,173.27,144.39166666599999,110.89279999999999,92.410666666666671]
[null,"LPC10-1-31-09-VZNAPR","Этикетка самокл. 310х90мм \"Выезд/стрелка направо\" IEK","шт","Заказная","ПАКЕТ БЕЗ ФОРМЫ",10,10,10,173.27,144.39166666599999,110.89279999999999,92.410666666666671]
[null,"LPC10-1-31-28-EVV","Этикетка самокл. 310х280мм \"Эвакуац. выход\" IEK","шт","Заказная","ПАКЕТ БЕЗ ФОРМЫ",10,10,10,287.12,239.26666666599999,183.7568,153.13066666666666]
[null,"LPC10-1-31-28-MSTS","Этикетка самокл. 310х280мм \"Место сбора\" IEK","шт","Заказная","ПАКЕТ БЕЗ ФОРМЫ",10,10,10,287.12,239.26666666599999,183.7568,153.13066666666666]
[null,"LPC10-1-31-28-STR","Этикетка самокл. 310х280мм \"Направляющая стрелка\" IEK","шт","Заказная","ПАКЕТ БЕЗ ФОРМЫ",10,10,10,287.12,239.26666666599999,183.7568,153.13066666666666]
[null,"LPC10-1-35-13-EVV","Этикетка самокл. 350х130мм \"Эвакуац. выход\" IEK","шт","Заказная","ПАКЕТ БЕЗ ФОРМЫ",10,10,10,101.2,84.333333332999999,64.768000000000001,53.973333333333336]
[null,"LPC10-1-35-13-MSTS","Этикетка самокл. 350х130мм \"Место сбора\" IEK","шт","Заказная","ПАКЕТ БЕЗ ФОРМЫ",10,10,10,101.2,84.333333332999999,64.768000000000001,53.973333333333336]
[null,"LPC10-1-35-13-NASST","Этикетка самокл. 350х130мм \"Насосная станция пож.\" IEK","шт","Заказная","ПАКЕТ ПРЯМОУГОЛЬНЫЙ",10,10,10,108.9,90.75,69.695999999999998,58.08]
[null,"LPC10-1-35-13-NEV","Этикетка самокл. 350х130мм \"Не входить\" IEK","шт","Заказная","ПАКЕТ БЕЗ ФОРМЫ",10,10,10,101.2,84.333333332999999,64.768000000000001,53.973333333333336]
[null,"LPC10-1-35-13-PKRAN","Этикетка самокл. 350х130мм \"Пож. кран\" IEK","шт","Заказная","ПАКЕТ БЕЗ ФОРМЫ",50,10,10,101.2,84.333333332999999,64.768000000000001,53.973333333333336]
[null,"LPC10-1-35-13-STR","Этикетка самокл. 350х130мм \"Направляющая стрелка\" IEK","шт",null,"ПАКЕТ БЕЗ ФОРМЫ",10,10,10,101.2,84.333333332999999,64.768000000000001,53.973333333333336]
[null,"LPC10-1-33-14-EKSVZ","Этикетка самокл. 330х140мм \"Экстренная связь\" IEK","шт","Заказная","ПАКЕТ ПРЯМОУГОЛЬНЫЙ",10,10,10,170.38,141.98333333299999,109.0432,90.86933333333333]
[null,"LPC10-1-33-14-EVV","Этикетка самокл. 330х140мм \"Эвакуац. выход\" IEK","шт","Заказная","ПАКЕТ БЕЗ ФОРМЫ",10,10,10,170.38,141.98333333299999,109.0432,90.86933333333333]
[null,"LPC10-1-33-14-FNAL","Этикетка самокл. 330х140мм \"Фигура/стр. влево\" IEK","шт","Заказная","ПАКЕТ БЕЗ ФОРМЫ",10,10,10,170.38,141.98333333299999,109.0432,90.86933333333333]
[null,"LPC10-1-33-14-FNAPR","Этикетка самокл. 330х140мм \"Фигура/стр. вправо\" IEK","шт","Заказная","ПАКЕТ БЕЗ ФОРМЫ",10,10,10,170.38,141.98333333299999,109.0432,90.86933333333333]
[null,"LPC10-1-33-14-FNIZ","Этикетка самокл. 330х140мм \"Фигура/стр. вниз\" IEK","шт","Заказная","ПАКЕТ БЕЗ ФОРМЫ",10,10,10,170.38,141.98333333299999,109.0432,90.86933333333333]
[null,"LPC10-1-33-14-FVERH","Этикетка самокл. 330х140мм \"Фигура/стр. вверх\" IEK","шт","Заказная","ПАКЕТ БЕЗ ФОРМЫ",10,10,10,170.38,141.98333333299999,109.0432,90.86933333333333]
[null,"LPC10-1-33-14-FVNNAL","Этикетка самокл. 330х140мм \"Фигура/стр. вниз влево\" IEK","шт","Заказная","ПАКЕТ БЕЗ ФОРМЫ",10,10,10,170.38,141.98333333299999,109.0432,90.86933333333333]
[null,"LPC10-1-33-14-FVNNAPR","Этикетка самокл. 330х140мм \"Фигура/стр. вниз вправо\" IEK","шт","Заказная","ПАКЕТ БЕЗ ФОРМЫ",10,10,10,170.38,141.98333333299999,109.0432,90.86933333333333]
[null,"LPC10-1-33-14-FVVNAL","Этикетка самокл. 330х140мм \"Фигура/стр. вверх влево\" IEK","шт","Заказная","ПАКЕТ БЕЗ ФОРМЫ",10,10,10,170.38,141.98333333299999,109.0432,90.86933333333333]
[null,"LPC10-1-33-14-FVVNAPR","Этикетка самокл. 330х140мм \"Фигура/стр. вверх вправо\" IEK","шт","Заказная","ПАКЕТ БЕЗ ФОРМЫ",10,10,10,170.38,141.98333333299999,109.0432,90.86933333333333]
[null,"LPC10-1-33-14-MEDPUNKT","Этикетка самокл. 330х140мм \"Медпункт\" IEK","шт","Заказная","ПАКЕТ ПРЯМОУГОЛЬНЫЙ",10,10,10,170.38,141.98333333299999,109.0432,90.86933333333333]
[null,"LPC10-1-33-14-MSTS","Этикетка самокл. 330х140мм \"Место сбора\" IEK","шт","Заказная","ПАКЕТ БЕЗ ФОРМЫ",10,10,10,170.38,141.98333333299999,109.0432,90.86933333333333]
[null,"LPC10-1-33-14-NASST","Этикетка самокл. 330х140мм \"Насосная станция пож.\" IEK","шт","Заказная","ПАКЕТ БЕЗ ФОРМЫ",10,10,10,170.38,141.98333333299999,109.0432,90.86933333333333]
[null,"LPC10-1-33-14-PGID","Этикетка самокл. 330х140мм \"Пож. гидрант\" IEK","шт","Заказная","ПАКЕТ БЕЗ ФОРМЫ",10,10,10,170.38,141.98333333299999,109.0432,90.86933333333333]
[null,"LPC10-1-33-14-PKNAL","Этикетка самокл. 330х140мм \"Пож. кран/стр. налево\" IEK","шт","Заказная","ПАКЕТ БЕЗ ФОРМЫ",10,10,10,170.38,141.98333333299999,109.0432,90.86933333333333]
[null,"LPC10-1-33-14-PKNAPR","Этикетка самокл. 330х140мм \"Пож. кран/стр. направо\" IEK","шт","Заказная","ПАКЕТ БЕЗ ФОРМЫ",10,10,10,170.38,141.98333333299999,109.0432,90.86933333333333]
[null,"LPC10-1-33-14-PKRAN","Этикетка самокл. 330х140мм \"Пож. кран\" IEK","шт","Заказная","ПАКЕТ БЕЗ ФОРМЫ",10,10,10,170.38,141.98333333299999,109.0432,90.86933333333333]
[null,"LPC10-1-33-14-STR","Этикетка самокл. 330х140мм \"Направляющая стрелка\" IEK","шт","Заказная","ПАКЕТ БЕЗ ФОРМЫ",10,10,10,170.38,141.98333333299999,109.0432,90.86933333333333]
[null,"LPC10-1-33-14-VIEZD","Этикетка самокл. 330х140мм \"Выезд\" IEK","шт","Заказная","ПАКЕТ БЕЗ ФОРМЫ",10,10,10,170.38,141.98333333299999,109.0432,90.86933333333333]
[null,"LPC10-1-33-14-VLVNF","Этикетка самокл. 330х140мм \"Выход/лест. вниз/фигура\" IEK","шт","Заказная","ПАКЕТ БЕЗ ФОРМЫ",10,10,10,170.38,141.98333333299999,109.0432,90.86933333333333]
[null,"LPC10-1-33-14-VLVVF","Этикетка самокл. 330х140мм \"Выход/лест. вверх/фигура\" IEK","шт","Заказная","ПАКЕТ БЕЗ ФОРМЫ",10,10,10,170.38,141.98333333299999,109.0432,90.86933333333333]
[null,"LPC10-1-33-14-VYHD","Этикетка самокл. 330х140мм \"Выход-EXIT\" IEK","шт","Заказная","ПАКЕТ БЕЗ ФОРМЫ",10,10,10,170.38,141.98333333299999,109.0432,90.86933333333333]
[null,"LPC10-1-33-14-VZNAL","Этикетка самокл. 330х140мм \"Выезд/стрелка налево\" IEK","шт","Заказная","ПАКЕТ БЕЗ ФОРМЫ",10,10,10,170.38,141.98333333299999,109.0432,90.86933333333333]
[null,"LPC10-1-33-14-VZNAPR","Этикетка самокл. 330х140мм \"Выезд/стрелка направо\" IEK","шт","Заказная","ПАКЕТ БЕЗ ФОРМЫ",10,10,10,170.38,141.98333333299999,109.0432,90.86933333333333]
[null,"LPC10-2-35-13-DNS","Этикетка самокл. 350х130мм \"ДНС\" IEK","шт","Заказная","ПАКЕТ ПРЯМОУГОЛЬНЫЙ",10,10,10,121,100.833333333,77.44,64.533333333333331]
[null,"LPC10-2-35-13-ELSHIT","Этикетка самокл. 350х130мм \"Электрощитовая\" IEK","шт","Заказная","ПАКЕТ ПРЯМОУГОЛЬНЫЙ",10,10,10,121,100.833333333,77.44,64.533333333333331]
[null,"LPC10-2-35-13-ELSHITAVST","Этикетка самокл. 350х130мм \"Электрощитовая автостоянки\" IEK","шт","Заказная","ПАКЕТ ПРЯМОУГОЛЬНЫЙ",10,10,10,121,100.833333333,77.44,64.533333333333331]
[null,"LPC10-2-35-13-ELSHITDOM","Этикетка самокл. 350х130мм \"Электрощитовая дома\" IEK","шт","Заказная","ПАКЕТ ПРЯМОУГОЛЬНЫЙ",10,10,10,121,100.833333333,77.44,64.533333333333331]
[null,"LPC10-2-35-13-ITP","Этикетка самокл. 350х130мм \"ИТП\" IEK","шт","Заказная","ПАКЕТ ПРЯМОУГОЛЬНЫЙ",10,10,10,121,100.833333333,77.44,64.533333333333331]
[null,"LPC10-2-35-13-MASHPOM","Этикетка самокл. 350х130мм \"Машинное помещение\" IEK","шт","Заказная","ПАКЕТ ПРЯМОУГОЛЬНЫЙ",10,10,10,121,100.833333333,77.44,64.533333333333331]
[null,"LPC10-2-35-13-NASHOZPT","Этикетка самокл. 350х130мм \"Насосная хоз-питьевая\" IEK","шт","Заказная","ПАКЕТ ПРЯМОУГОЛЬНЫЙ",10,10,10,121,100.833333333,77.44,64.533333333333331]
[null,"LPC10-2-35-13-SERVERDOM","Этикетка самокл. 350х130мм \"Серверная общедомовая\" IEK","шт","Заказная","ПАКЕТ ПРЯМОУГОЛЬНЫЙ",10,10,10,121,100.833333333,77.44,64.533333333333331]
[null,"LPC10-2-35-13-VENTKAM","Этикетка самокл. 350х130мм \"Венткамера\" IEK","шт","Заказная","ПАКЕТ ПРЯМОУГОЛЬНЫЙ",10,10,10,121,100.833333333,77.44,64.533333333333331]
[null,"LPC10-2-35-13-VENTKAMAVST","Этикетка самокл. 350х130мм \"Венткамера автостоянки\" IEK","шт","Заказная","ПАКЕТ ПРЯМОУГОЛЬНЫЙ",10,10,10,121,100.833333333,77.44,64.533333333333331]
[null,"LPC10-2-35-13-VENTKAMPOD","Этикетка самокл. 350х130мм \"Венткамера подпора\" IEK","шт","Заказная","ПАКЕТ ПРЯМОУГОЛЬНЫЙ",10,10,10,121,100.833333333,77.44,64.533333333333331]
[null,"LPC10-2-35-13-YACHSETSVZ1","Этикетка самокл. 350х130мм \"Ячейка сетей связи № 1\" IEK","шт","Заказная","ПАКЕТ ПРЯМОУГОЛЬНЫЙ",10,10,10,121,100.833333333,77.44,64.533333333333331]
[null,"LPC10-2-35-13-YACHSETSVZ2","Этикетка самокл. 350х130мм \"Ячейка сетей связи № 2\" IEK","шт","Заказная","ПАКЕТ ПРЯМОУГОЛЬНЫЙ",10,10,10,121,100.833333333,77.44,64.533333333333331]
[null,"LPC10-2-35-13-YACHSETSVZ3","Этикетка самокл. 350х130мм \"Ячейка сетей связи № 3\" IEK","шт","Заказная","ПАКЕТ ПРЯМОУГОЛЬНЫЙ",10,10,10,121,100.833333333,77.44,64.533333333333331]
[null,"LPC10-1-15-15-EKSVZ","Этикетка самокл. 150х150мм \"Экстренная связь\" IEK","шт","Заказная","ПАКЕТ ПРЯМОУГОЛЬНЫЙ",10,1,1,87.76,73.133333332999996,56.166400000000003,46.80533333333333]
[null,"LPC10-1-15-15-MEDPUNKT","Этикетка самокл. 150х150мм \"Медпункт\" IEK","шт","Заказная","ПАКЕТ ПРЯМОУГОЛЬНЫЙ",10,1,1,87.76,73.133333332999996,56.166400000000003,46.80533333333333]
[null,"LPC10-1-24-09-EKSVZ","Этикетка самокл. 240х90мм \"Экстренная связь\" IEK","шт","Заказная","ПАКЕТ ПРЯМОУГОЛЬНЫЙ",10,1,1,94.6,78.833333332999999,60.543999999999997,50.453333333333333]
[null,"LPC10-1-24-09-FNAL","Этикетка самокл. 240х90мм \"Фигура/стр. влево\" IEK","шт",null,"ГОФРОКОРОБ",10,10,10,94.6,78.833333332999999,60.543999999999997,50.453333333333333]
[null,"LPC10-1-24-09-FNAPR","Этикетка самокл. 240х90мм \"Фигура/стр. вправо\" IEK","шт",null,"ГОФРОКОРОБ",10,10,10,94.6,78.833333332999999,60.543999999999997,50.453333333333333]
[null,"LPC10-1-24-09-FNIZ","Этикетка самокл. 240х90мм \"Фигура/стр. вниз\" IEK","шт",null,"ГОФРОКОРОБ",10,10,10,94.6,78.833333332999999,60.543999999999997,50.453333333333333]
[null,"LPC10-1-24-09-FVERH","Этикетка самокл. 240х90мм \"Фигура/стр. вверх\" IEK","шт",null,"ГОФРОКОРОБ",10,10,10,94.6,78.833333332999999,60.543999999999997,50.453333333333333]
[null,"LPC10-1-24-09-FVVNAL","Этикетка самокл. 240х90мм \"Фигура/стр. вверх влево\" IEK","шт",null,"ГОФРОКОРОБ",10,10,10,94.6,78.833333332999999]
[null,"LPC10-1-24-09-FVNNAPR","Этикетка самокл. 240х90мм \"Фигура/стр. вниз вправо\" IEK","шт",null,"ГОФРОКОРОБ",10,10,10,94.6,78.833333332999999,60.543999999999997,50.453333333333333]
[null,"LPC10-1-24-09-FVNNAL","Этикетка самокл. 240х90мм \"Фигура/стр. вниз влево\" IEK","шт",null,"ГОФРОКОРОБ",10,10,10,94.6,78.833333332999999,60.543999999999997,50.453333333333333]
[null,"LPC10-1-24-09-FVVNAPR","Этикетка самокл. 240х90мм \"Фигура/стр. вверх вправо\" IEK","шт",null,"ГОФРОКОРОБ",10,10,10,94.6,78.833333332999999]
[null,"LPC10-1-24-09-MEDPUNKT","Этикетка самокл. 240х90мм \"Медпункт\" IEK","шт","Заказная","ПАКЕТ ПРЯМОУГОЛЬНЫЙ",10,1,1,94.6,78.833333332999999,60.543999999999997,50.453333333333333]
[null,"LPC10-1-24-09-PGID","Этикетка самокл. 240х90мм \"Пож. гидрант\" IEK","шт",null,"ГОФРОКОРОБ",10,10,10,94.6,78.833333332999999,60.543999999999997,50.453333333333333]
[null,"LPC10-1-24-09-PKNAL","Этикетка самокл. 240х90мм \"Пож. кран/стр. налево\" IEK","шт","Заказная","ГОФРОКОРОБ",10,10,10,94.6,78.833333332999999,60.543999999999997,50.453333333333333]
[null,"LPC10-1-24-09-PKNAPR","Этикетка самокл. 240х90мм \"Пож. кран/стр. направо\" IEK","шт","Заказная","ГОФРОКОРОБ",10,10,10,94.6,78.833333332999999,60.543999999999997,50.453333333333333]
[null,"LPC10-1-24-09-STR","Этикетка самокл. 240х90мм \"Направляющая стрелка\" IEK","шт",null,"ГОФРОКОРОБ",10,10,10,94.6,78.833333332999999,60.543999999999997,50.453333333333333]
[null,"LPC10-1-24-09-VIEZD","Этикетка самокл. 240х90мм \"Выезд\" IEK","шт",null,"ГОФРОКОРОБ",10,10,10,94.6,78.833333332999999,60.543999999999997,50.453333333333333]
[null,"LPC10-1-24-09-VLVNF","Этикетка самокл. 240х90мм \"Выход/лест. вниз/фигура\" IEK","шт",null,"ГОФРОКОРОБ",10,10,10,94.6,78.833333332999999,60.543999999999997,50.453333333333333]
[null,"LPC10-1-24-09-VLVVF","Этикетка самокл. 240х90мм \"Выход/лест. вверх/фигура\" IEK","шт",null,"ГОФРОКОРОБ",10,10,10,94.6,78.833333332999999]
[null,"LPC10-1-24-09-VYHD","Этикетка самокл. 240х90мм \"Выход-EXIT\" IEK","шт",null,"ГОФРОКОРОБ",10,10,10,94.6,78.833333332999999,60.543999999999997,50.453333333333333]
[null,"LPC10-1-24-09-VZNAL","Этикетка самокл. 240х90мм \"Выезд/стрелка налево\" IEK","шт",null,"ГОФРОКОРОБ",10,10,10,94.6,78.833333332999999,60.543999999999997,50.453333333333333]
[null,"LPC10-1-24-09-VZNAPR","Этикетка самокл. 240х90мм \"Выезд/стрелка направо\" IEK","шт",null,"ГОФРОКОРОБ",10,10,10,94.6,78.833333332999999,60.543999999999997,50.453333333333333]
[null,"LPC10-1-28-10-EKSVZ","Этикетка самокл. 280х100мм \"Экстренная связь\" IEK","шт","Заказная","ПАКЕТ ПРЯМОУГОЛЬНЫЙ",10,1,1,173.27,144.39166666599999,110.89279999999999,92.410666666666671]
[null,"LPC10-1-28-10-MEDPUNKT","Этикетка самокл. 280х100мм \"Медпункт\" IEK","шт","Заказная","ПАКЕТ ПРЯМОУГОЛЬНЫЙ",10,1,1,173.27,144.39166666599999,110.89279999999999,92.410666666666671]
[null,"LPC10-1-31-09-EKSVZ","Этикетка самокл. 310х90мм \"Экстренная связь\" IEK","шт","Заказная","ПАКЕТ ПРЯМОУГОЛЬНЫЙ",10,1,1,173.27,144.39166666599999,110.89279999999999,92.410666666666671]
[null,"LPC10-1-31-09-MEDPUNKT","Этикетка самокл. 310х90мм \"Медпункт\" IEK","шт","Заказная","ПАКЕТ ПРЯМОУГОЛЬНЫЙ",10,1,1,173.27,144.39166666599999,110.89279999999999,92.410666666666671]
[null,"LPC10-1-31-28-EKSVZ","Этикетка самокл. 310х280мм \"Экстренная связь\" IEK","шт","Заказная","ПАКЕТ ПРЯМОУГОЛЬНЫЙ",10,1,1,287.2,239.33333333300001,183.80799999999999,153.17333333333335]
[null,"LPC10-1-31-28-MEDPUNKT","Этикетка самокл. 310х280мм \"Медпункт\" IEK","шт","Заказная","ПАКЕТ ПРЯМОУГОЛЬНЫЙ",10,1,1,287.2,239.33333333300001,183.80799999999999,153.17333333333335]
[null,"LPC10-1-31-28-PGID","Этикетка самокл. 310х280мм \"Пож. гидрант\" IEK","шт","Заказная","ГОФРОКОРОБ",10,50,50,287.2,239.33333333300001,183.80799999999999,153.17333333333335]
[null,"LPC10-1-31-28-PKNAL","Этикетка самокл. 310х280мм \"Пож. кран/стрелка налево\" IEK","шт","Заказная","ГОФРОКОРОБ",10,50,50,287.2,239.33333333300001,183.80799999999999,153.17333333333335]
[null,"LPC10-1-31-28-PKNAPR","Этикетка самокл. 310х280мм \"Пож. кран/стрелка направо\" IEK","шт","Заказная","ГОФРОКОРОБ",10,50,50,287.2,239.33333333300001,183.80799999999999,153.17333333333335]
[null,"LPC10-1-31-28-PKRAN","Этикетка самокл. 310х280мм \"Пож. кран\" IEK","шт",null,"ПАКЕТ ПРЯМОУГОЛЬНЫЙ",10,10,10,287.2,239.33333333300001,183.80799999999999,153.17333333333335]
[null,"LPC10-1-31-28-VIEZD","Этикетка самокл. 310х280мм \"Выезд\" IEK","шт","Заказная","ГОФРОКОРОБ",10,50,50,287.2,239.33333333300001,183.80799999999999,153.17333333333335]
[null,"LPC10-1-31-28-VNAL","Этикетка самокл. 310х280мм \"Выход/стрелка налево\" IEK","шт","Заказная","ГОФРОКОРОБ",10,50,50,287.2,239.33333333300001,183.80799999999999,153.17333333333335]
[null,"LPC10-1-31-28-VNAPR","Этикетка самокл. 310х280мм \"Выход/стрелка направо\" IEK","шт","Заказная","ГОФРОКОРОБ",10,50,50,287.2,239.33333333300001,183.80799999999999,153.17333333333335]
[null,"LPC10-1-31-28-VZNAL","Этикетка самокл. 310х280мм \"Выезд/стрелка налево\" IEK","шт","Заказная","ГОФРОКОРОБ",10,50,50,287.2,239.33333333300001,183.80799999999999,153.17333333333335]
[null,"LPC10-1-31-28-VZNAPR","Этикетка самокл. 310х280мм \"Выезд/стрелка направо\" IEK","шт","Заказная","ГОФРОКОРОБ",10,50,50,287.2,239.33333333300001,183.80799999999999,153.17333333333335]
[null,"LPC10-1-31-28-VZVV","Этикетка самокл. 310х280мм \"Выезд/стрелка вверх\" IEK","шт","Заказная","ГОФРОКОРОБ",10,50,50,287.2,239.33333333300001]
[null,"LPC10-1-35-13-EKSVZ","Этикетка самокл. 350х130мм \"Экстренная связь\" IEK","шт","Заказная","ПАКЕТ ПРЯМОУГОЛЬНЫЙ",10,1,1,101.2,84.333333332999999,64.768000000000001,53.973333333333336]
[null,"LPC10-1-35-13-FNAL","Этикетка самокл. 350х130мм \"Фигура/стрелка влево\" IEK","шт",null,"ГОФРОКОРОБ",10,10,10,101.2,84.333333332999999,64.768000000000001,53.973333333333336]
[null,"LPC10-1-35-13-FNAPR","Этикетка самокл. 350х130мм \"Фигура/стрелка вправо\" IEK","шт",null,"ГОФРОКОРОБ",10,10,10,101.2,84.333333332999999,64.768000000000001,53.973333333333336]
[null,"LPC10-1-35-13-FNIZ","Этикетка самокл. 350х130мм \"Фигура/стрелка вниз\" IEK","шт",null,"ГОФРОКОРОБ",10,10,10,101.2,84.333333332999999,64.768000000000001,53.973333333333336]
[null,"LPC10-1-35-13-FVERH","Этикетка самокл. 350х130мм \"Фигура/стрелка вверх\" IEK","шт",null,"ГОФРОКОРОБ",10,10,10,101.2,84.333333332999999,64.768000000000001,53.973333333333336]
[null,"LPC10-1-35-13-MEDPUNKT","Этикетка самокл. 350х130мм \"Медпункт\" IEK","шт","Заказная","ПАКЕТ ПРЯМОУГОЛЬНЫЙ",10,1,1,101.2,84.333333332999999,64.768000000000001,53.973333333333336]
[null,"LPC10-1-35-13-PGID","Этикетка самокл. 350х130мм \"Пож. гидрант\" IEK","шт",null,"ГОФРОКОРОБ",10,10,10,101.2,84.333333332999999,64.768000000000001,53.973333333333336]
[null,"LPC10-1-35-13-PKNAL","Этикетка самокл. 350х130мм \"Пож. кран/стрелка налево\" IEK","шт","Заказная","ГОФРОКОРОБ",10,10,10,101.2,84.333333332999999,64.768000000000001,53.973333333333336]
[null,"LPC10-1-35-13-PKNAPR","Этикетка самокл. 350х130мм \"Пож. кран/стрелка направо\" IEK","шт","Заказная","ГОФРОКОРОБ",10,10,10,101.2,84.333333332999999,64.768000000000001,53.973333333333336]
[null,"LPC10-1-35-13-VIEZD","Этикетка самокл. 350х130мм \"Выезд\" IEK","шт",null,"ГОФРОКОРОБ",10,10,10,101.2,84.333333332999999,64.768000000000001,53.973333333333336]
[null,"LPC10-1-35-13-VLVNF","Этикетка самокл. 350х130мм \"Выход/лестница вниз/фигура\" IEK","шт",null,"ГОФРОКОРОБ",10,10,10,101.2,84.333333332999999,64.768000000000001,53.973333333333336]
[null,"LPC10-1-35-13-VLVVF","Этикетка самокл. 350х130мм \"Выход/лест.вверх/фигура\" IEK","шт",null,"ГОФРОКОРОБ",10,10,10,101.2,84.333333332999999,64.768000000000001,53.973333333333336]
[null,"LPC10-1-35-13-VYHD","Этикетка самокл. 350х130мм \"Выход\" IEK","шт",null,"ГОФРОКОРОБ",10,10,10,101.2,84.333333332999999,64.768000000000001,53.973333333333336]
[null,"LPC10-1-35-13-VZNAL","Этикетка самокл. 350х130мм \"Выезд/стрелка налево\" IEK","шт",null,"ГОФРОКОРОБ",10,10,10,101.2,84.333333332999999,64.768000000000001,53.973333333333336]
[null,"LPC10-1-35-13-VZNAPR","Этикетка самокл. 350х130мм \"Выезд/стрелка направо\" IEK","шт",null,"ГОФРОКОРОБ",10,10,10,101.2,84.333333332999999,64.768000000000001,53.973333333333336]
[null,"LPC10-2-30-15-NAPRVN","Пиктограмма \"ВЫХОД/стрелка напр. вниз\" PVC для ССА 3000 IEK","шт",null,"КОРОБКА/БОКС",400,10,10,170.38,141.98333333299999]
[null,"LPC10-2-30-15-PKRAN","Пиктограмма \"Пожарный кран\" PVC для ССА 3000 IEK","шт",null,"КОРОБКА/БОКС",400,10,10,170.38,141.98333333299999,109.0432,90.86933333333333]
[null,"LPC10-2-30-15-VVERH","Пиктограмма \"ВЫХОД/стрелка вверх\" PVC для ССА 3000 IEK","шт",null,"КОРОБКА/БОКС",400,10,10,170.38,141.98333333299999,109.0432,90.86933333333333]
["10.06.02.03 Оповещатели охранно-пожарные"]
[null,"LSSA1-01-2-012-52-BASE","Оповещатель охр-пож. световой 12 (база) 12В IP52 IEK","шт",null,"ГОФРОКОРОБ",51,1,1,340,283.33333333299998,217.6,181.33333333333334]
[null,"LSSA1-01-2-220-52-BASE","Оповещатель охр-пож. световой 220 (база) 220В IP52 IEK","шт",null,"ГОФРОКОРОБ",51,1,1,880.61,733.84166666600004,563.59040000000005,469.65866666666665]
[null,"LSSA1-01-2-220-52-VYHD","Оповещатель охр-пож. световой 220 \"Выход\" 220В IP52 IEK","шт",null,"ГОФРОКОРОБ",51,1,1,1075.06,895.883333333,688.03840000000002,573.3653333333333]
[null,"LSSA2-01-2-220-52-VYHD","Оповещатель охр-пож. световой 220-РИП \"Выход\" 220В IP52 IEK","шт",null,"ГОФРОКОРОБ",51,1,1,2405.08,2004.233333333,1539.2511999999999,1282.7093333333332]
[null,"LPC10-02-30-10-NAL","Сменное табло \"Стрелка налево\" зеленый фон IEK","шт",null,"ГОФРОКОРОБ",152,1,1,196.78,163.98333333299999,125.9392,104.94933333333333]
[null,"LPC10-02-30-10-NAP","Сменное табло \"Стрелка направо\" зеленый фон IEK","шт",null,"ГОФРОКОРОБ",152,1,1,196.78,163.98333333299999,125.9392,104.94933333333333]
[null,"LPC10-02-30-10-NEV","Сменное табло \"Не входить\" красный фон IEK","шт",null,"ГОФРОКОРОБ",152,1,1,196.78,163.98333333299999,125.9392,104.94933333333333]
[null,"LPC10-02-30-10-ZVYHD","Сменное табло \"Запасный выход\" зеленый фон IEK","шт",null,"ГОФРОКОРОБ",152,1,1,125.5,104.583333333]
["10.06.03 Блоки аварийного питания"]
["10.06.03.01 Блоки аварийного питания"]
[null,"LLVPOD-EPK-200-1H","Блок аварийного питания БАП200-1,0 для LED IEK","шт",null,"КОРОБКА/БОКС",50,1,1,8506.36,7088.6333333330003,5444.0703999999996,4536.7253333333338]
[null,"LLVPOD-EPK-12-3H","Блок аварийного питания БАП12-3,0 для LED IEK","шт",null,"КОРОБКА/БОКС",50,1,1,7039.42,5866.1833333329996,4505.2287999999999,3754.3573333333334]
[null,"LDVAOD-SMD-2835-18","Линейка LED-18SMD2835 3,6Вт.,12В,4000-4500K для БАП12-3 IEK","шт",null,"КОРОБКА/БОКС",400,5,5,532.88,444.066666666,341.04320000000001,284.20266666666669]
[null,"LLVPOD-EPK-58-1H","Блок аварийного питания БАП58-1,0 для ЛЛ/КЛЛ IEK","шт",null,"КОРОБКА/БОКС",20,1,1,5122.9399999999996,4269.1166666660001,3278.6815999999999,2732.2346666666667]
[null,"LLVPOD-EPK-58-3H","Блок аварийного питания БАП58-3,0 для ЛЛ/КЛЛ IEK","шт",null,"КОРОБКА/БОКС",20,1,1,4169.62,3474.6833333330001,2668.5567999999998,2223.7973333333334]
[null,"LLVPOD-EPK-120-1H-3H","Блок аварийного питания БАП120-1,0/3,0 совмещ. для LED IEK","шт",null,"ГОФРОКОРОБ",25,1,1,7964.14,6636.783333333,5097.0496000000003,4247.5413333333336]
[null,"LLVPOD-EPK-200-1H-U","Блок аварийного питания БАП200-1,0 универс. для LED IP65 IEK","шт",null,"ГОФРОКОРОБ",4,1,1,46063.34,38386.116666665999,29480.5376,24567.114666666668]
[null,"LLVPOD-EPK-200-3H","Блок аварийного питания БАП200-3,0 для LED IEK","шт",null,"КОРОБКА/БОКС",10,1,1,9598.7000000000007,7998.9166666660003,6143.1679999999997,5119.3066666666664]
[null,"LLVPOD-EPK-40-1H","Блок аварийного питания БАП40-1,0 для LED IEK","шт",null,"КОРОБКА/БОКС",50,1,1,6555.92,5463.2666666659998,4195.7888000000003,3496.4906666666666]
[null,"LLVPOD-EPK-40-1H-U","Блок аварийного питания БАП40-1,0 универс. для LED IP20 IEK","шт",null,"ГОФРОКОРОБ",20,1,1,14595.76,12163.133333333,9341.2864000000009,7784.4053333333331]
[null,"LLVPOD-EPK-40-3H","Блок аварийного питания БАП40-3,0 для LED IEK","шт",null,"КОРОБКА/БОКС",40,1,1,7641.7,6368.0833333330002,4890.6880000000001,4075.5733333333333]
[null,"LLVPOD-EPK-120-1H-U","Блок аварийного питания БАП120-1,0 универс. для LED IP65 IEK","шт",null,"ГОФРОКОРОБ",4,1,1,41913.550000000003,34927.958333333001,26824.671999999999,22353.893333333333]
[null,"LDRT0-250-K01","Устройство дистанционного тест. и управл. УДТУ-250 IEK","шт",null,"ГОФРОКОРОБ",20,1,1,9620.8799999999992,8017.4]
["10.07 Управление освещением и комплектующие"]
["10.07.01 Датчики движения"]
["10.07.01.01 Датчики движения инфракрасные"]
[null,"LDD11-025-1200-001","Датчик движения ДД 025 белый, 1200Вт, 360 гр.,6М,IP20,IEK","шт",null,"ГОФРОКОРОБ",50,1,1,1110.71,925.59166666600004,710.85440000000006,592.37866666666662]
[null,"LDD11-201-1200-001","Датчик движения ДД 201 белый, 1200Вт, 360 гр.,6М,IP20,IEK","шт",null,"ГОФРОКОРОБ",50,1,1,1315,1095.8333333329999,841.6,701.33333333333337]
[null,"LDD11-301-800-001","Датчик движения ДД 301 белый, 800Вт, 360 гр.,6М,IP20,IEK","шт",null,"ГОФРОКОРОБ",100,1,1,1410.43,1175.358333333,902.67520000000002,752.22933333333333]
[null,"LDD10-009-1100-001","Датчик движения ДД 009 белый, макс. нагрузка 1100Вт, угол обзора 180град., дальность 12м, IP44, IEK","шт",null,"ГОФРОКОРОБ",48,1,1,1064.5999999999999,887.16666666599997,681.34400000000005,567.78666666666663]
[null,"LDD10-009-1100-002","Датчик движения ДД 009 черный, макс. нагрузка 1100Вт, угол обзора 180град., дальность 12м, IP44, IEK","шт",null,"ГОФРОКОРОБ",48,1,1,1064.5999999999999,887.16666666599997,681.34400000000005,567.78666666666663]
[null,"LDD10-010-1100-001","Датчик движения ДД 010 белый, макс. нагрузка 1100Вт, угол обзора 180град., дальность 10м, IP44, IEK","шт",null,"ГОФРОКОРОБ",48,1,1,995.04,829.2,636.82560000000001,530.68799999999999]
[null,"LDD10-010-1100-002","Датчик движения ДД 010 черный, макс. нагрузка 1100Вт, угол обзора 180град., дальность 10м, IP44, IEK","шт",null,"ГОФРОКОРОБ",48,1,1,995.04,829.2,636.82560000000001,530.68799999999999]
[null,"LDD10-012-1100-001","Датчик движения ДД 012 белый, макс. нагрузка 1100Вт, угол обзора 180град., дальность 12м, IP44, IEK","шт",null,"ГОФРОКОРОБ",60,1,1,1167.73,973.10833333300002,747.34720000000004,622.78933333333339]
[null,"LDD10-012-1100-002","Датчик движения ДД 012 черный, макс. нагрузка 1100Вт, угол обзора 180град., дальность 12м, IP44, IEK","шт",null,"ГОФРОКОРОБ",60,1,1,1167.73,973.10833333300002,747.34720000000004,622.78933333333339]
[null,"LDD10-018B-1100-001","Датчик движения ДД 018В белый, макс. нагрузка 1100Вт, угол обзора 270град., дальность 12м, IP44, IEK","шт",null,"ГОФРОКОРОБ",48,1,1,1717.2,1431,1099.008,915.84]
[null,"LDD10-018B-1100-002","Датчик движения ДД 018В черный, макс. нагрузка 1100Вт, угол обзора 270град, дальность 12м, IP44, IEK","шт",null,"ГОФРОКОРОБ",48,1,1,1717.2,1431,1099.008,915.84]
[null,"LDD13-019-1100-001","Датчик движения ДД 019 белый, макс. нагрузка 1100Вт, угол обзора 120град., дальность 12м, IP44, IEK","шт",null,"ГОФРОКОРОБ",48,1,1,1094.8,912.33333333300004,700.67200000000003,583.89333333333332]
[null,"LDD13-019-1100-002","Датчик движения ДД 019 черный, макс. нагрузка 1100Вт, угол обзора 120град., дальность 12м, IP44, IEK","шт",null,"ГОФРОКОРОБ",48,1,1,1094.8,912.33333333300004,700.67200000000003,583.89333333333332]
[null,"LDD11-024-1100-001","Датчик движения ДД 024 белый, макс. нагрузка 1100Вт, угол обзора 120-360гра, дальность 6м, IP33, IEK","шт",null,"ГОФРОКОРОБ",60,1,1,1074.83,895.69166666599995,687.89120000000003,573.24266666666665]
[null,"LDD11-024B-1100-001","Датчик движения ДД 024В белый, макс. нагрузка 1100Вт, угол обзора 180-360гр, дальность 6м, IP33, IEK","шт",null,"ГОФРОКОРОБ",60,1,1,1896.1,1580.0833333329999,1213.5039999999999,1011.2533333333333]
[null,"LDD12-028-1200-001","Датчик движения ДД 028 белый, макс. нагрузка 1200Вт, угол обзора 140град., дальность 9м, IP20, IEK","шт",null,"ГОФРОКОРОБ",120,1,1,1130.08,941.73333333300002,723.25120000000004,602.70933333333335]
[null,"LDD12-029-600-001","Датчик движения ДД 029 белый, макс. нагрузка 600Вт, угол обзора 120град., дальность 9м, IP20, IEK","шт",null,"ГОФРОКОРОБ",120,1,1,1209.23,1007.6916666659999,773.90719999999999,644.92266666666671]
[null,"LDD10-008-1100-001","Датчик движения ДД 008 белый, макс. нагрузка 1100Вт, угол обзора 180град., дальность 12м, IP44, IEK","шт",null,"ГОФРОКОРОБ",48,1,1,1064.5999999999999,887.16666666599997,681.34400000000005,567.78666666666663]
[null,"LDD10-008-1100-002","Датчик движения ДД 008 черный, макс. нагрузка 1100Вт, угол обзора 180град., дальность 12м, IP44, IEK","шт",null,"ГОФРОКОРОБ",48,1,1,1064.5999999999999,887.16666666599997,681.34400000000005,567.78666666666663]
[null,"LDD10-013-1100-001","Датчик движения ДД 013 белый 1200Вт 180гр 12м IP54 IEK","шт",null,"ГОФРОКОРОБ",50,1,1,1523.92,1269.9333333330001,975.30880000000002,812.75733333333335]
[null,"LDD10-015-800-001","Датчик движения ДД 015 белый 800Вт 180гр 12м IP44 IEK","шт",null,"ГОФРОКОРОБ",50,1,1,1336.82,1114.016666666,855.56479999999999,712.97066666666672]
[null,"LDD10-045-60-001","Датчик движения ДД 045 белый E27 60Вт 360гр 6м IP20 IEK","шт",null,"ГОФРОКОРОБ",50,1,1,1336.82,1114.016666666,855.56479999999999,712.97066666666672]
[null,"LDD11-022-2000-001","Датчик движения ДД 022 белый 2000Вт 360гр 4мх20м IP20 IEK","шт",null,"ГОФРОКОРОБ",50,1,1,2253.46,1877.8833333330001,1442.2144000000001,1201.8453333333334]
[null,"LDD11-023-2000-001","Датчик движения ДД 023 белый 2000Вт 360гр 20м IP20 IEK","шт",null,"ГОФРОКОРОБ",50,1,1,2635.31,2196.091666666,1686.5984000000001,1405.4986666666666]
[null,"LDD11-026-2000-001","Датчик движения ДД 026 белый 2000Вт 360гр 6м IP20 IEK","шт",null,"ГОФРОКОРОБ",50,1,1,1451.32,1209.4333333330001,928.84479999999996,774.03733333333332]
[null,"LDD11-027-1200-001","Датчик движения ДД 027 белый 1200Вт 360гр 12м IP20 IEK","шт",null,"ГОФРОКОРОБ",50,1,1,1684.13,1403.4416666659999,1077.8432,898.20266666666669]
[null,"LDD11-401-800-001","Датчик движения ДД 401 белый 800Вт 360гр 8м IP20 IEK","шт",null,"ГОФРОКОРОБ",50,1,1,1604.15,1336.7916666660001,1026.6559999999999,855.54666666666662]
[null,"LDD12-030-500-001","Датчик движения ДД 030 белый 500Вт 160гр 9м IP20 IEK","шт",null,"ГОФРОКОРОБ",100,1,1,1260,1050,806.4,672]
[null,"LDD12-031-500-001","Датчик движения ДД 031 белый 500Вт 190гр 9м IP20 IEK","шт",null,"ГОФРОКОРОБ",100,1,1,1947.83,1623.1916666659999,1246.6112000000001,1038.8426666666667]
[null,"LDD12-035-500-001","Датчик движения ДД 035 белый, макс. нагрузка 500Вт, угол обзора 140град., дальность 12м, IP20, IEK","шт",null,"ГОФРОКОРОБ",120,1,1,1315.94,1096.6166666659999,842.20159999999998,701.83466666666664]
["10.07.01.02 Датчики движения микроволновые"]
[null,"LDD11-101MB-1200-001","Датчик движения ДД-МВ 101 белый, 1200Вт, 360 гр.,8М,IP20,IEK","шт",null,"ГОФРОКОРОБ",50,1,1,1909.27,1591.0583333330001,1221.9328,1018.2773333333333]
[null,"LDD11-201MB-1200-001","Датчик движения ДД-МВ 201 белый, 1200Вт, 360 гр.,8М,IP20,IEK","шт",null,"ГОФРОКОРОБ",100,1,1,1776.37,1480.3083333330001,1136.8768,947.39733333333334]
[null,"LDD11-301MB-1200-001","Датчик движения ДД-МВ 301 белый, 1200Вт, 360 гр.,8М,IP20,IEK","шт",null,"ГОФРОКОРОБ",50,1,1,2111.87,1759.891666666,1351.5968,1126.3306666666667]
[null,"LDD11-401MB-500-001","Датчик движения ДД-МВ 401 белый, 500Вт, 360 гр.,8М,IP20,IEK","шт",null,"ГОФРОКОРОБ",100,1,1,1823.98,1519.983333333,1167.3471999999999,972.78933333333339]
[null,"LDD11-501MB-1200-001","Датчик движения ДД-МВ 501 белый 1200Вт 180гр 15м IP65 IEK","шт",null,"ГОФРОКОРОБ",50,1,1,2248.84,1874.033333333,1439.2575999999999,1199.3813333333333]
["10.07.02 Фотореле"]
["10.07.02.01 Фотореле"]
[null,"LFR20-600-1300-003","Фотореле ФР 600 серый, макс. нагрузка 1300 ВА IP44 IEK","шт",null,"ГОФРОКОРОБ",100,10,10,457.99,381.65833333299997,293.11360000000002,244.26133333333334]
[null,"LFR20-601-2200-003","Фотореле ФР 601 серый, макс. нагрузка 2200 ВА IP44 IEK","шт",null,"ГОФРОКОРОБ",120,20,20,596.55999999999995,497.133333333,381.79840000000002,318.16533333333331]
[null,"LFR20-602-4400-003","Фотореле ФР 602 серый, макс. нагрузка 5500 ВА IP44 IEK","шт",null,"ГОФРОКОРОБ",120,20,20,809.63,674.69166666599995,518.16319999999996,431.80266666666665]
[null,"LFR20-603-2200-K01","Фотореле ФР 603 макс. нагрузка 2200ВА IP66 белый IEK","шт",null,"ГОФРОКОРОБ",50,1,1,1313.26,1094.3833333330001,840.4864,700.40533333333337]
[null,"LFR20-604-3300-K01","Фотореле ФР 604 макс. нагрузка 3300ВА IP66 белый IEK","шт",null,"ГОФРОКОРОБ",50,1,1,1422.71,1185.591666666,910.53440000000001,758.77866666666671]
["10.07.03 Комплектующие для светильников"]
["10.07.03.01 ЭПРА для люминесцентных ламп"]
[null,"LLV136D-EBFL-1-36","ЭПРА 136 для линейных ЛЛ Т8 IEK","шт",null,"ГОФРОКОРОБ",50,1,1,1070.8,892.33333333300004,685.31200000000001,571.09333333333336]
[null,"LLV236D-EBFL-2-36","ЭПРА 236 для линейных ЛЛ Т8 IEK","шт",null,"ГОФРОКОРОБ",50,1,1,1409.94,1174.95,902.36159999999995,751.96799999999996]
[null,"LLV258D-EBFL-2-58","ЭПРА 258 для линейных ЛЛ Т8 IEK","шт",null,"ГОФРОКОРОБ",50,1,1,1677.26,1397.716666666,1073.4464,894.5386666666667]
[null,"LLV418D-EBFL-4-18","ЭПРА 418 для линейных ЛЛ Т8 IEK","шт",null,"ГОФРОКОРОБ",50,1,1,1791.97,1493.3083333330001]
["10.07.03.02 Стартеры"]
[null,"LLD111-LS-65","Стартёр LS111M 4-65Вт.. 220-240В IEK","шт",null,"ГОФРОКОРОБ",2000,25,25,30.47,25.391666665999999,19.500800000000002,16.250666666666667]
[null,"LLD151-LS-22","Стартёр LS151M 4...22Вт., 110-130В IEK","шт",null,"ГОФРОКОРОБ",2000,25,25,30.47,25.391666665999999,19.500800000000002,16.250666666666667]
["10.10 Проектное освещение LIGHTING PRO"]
["10.10.01 Светильники для ЖКХ PRO"]
["10.10.01.01 Светильники ДПО 5050-5342 PRO"]
[null,"LDPOA-5342-12-4000-K01","Светильник авар. LED ДПО 5342 12Вт 1,5ч 4000К IP54 круг IEK","шт",null,"ГОФРОКОРОБ",24,1,1,6959.81,5799.8416666659996,4454.2784000000001,3711.8986666666665]
[null,"LDPOA-5343-12-4000-K01","Светильник авар. LED ДПО 5343 12Вт 3ч 4000К IP54 круг IEK","шт",null,"ГОФРОКОРОБ",24,1,1,7239.32,6032.7666666659998,4633.1647999999996,3860.9706666666666]
[null,"LDPO0-5050-18-4000-K01","Светильник LED ДПО 5050 18Вт 4000К IP65 круг белый IEK","шт",null,"ГОФРОКОРОБ",24,1,1,1913.14,1594.283333333,1224.4096,1020.3413333333333]
[null,"LDPO0-5051-18-6500-K01","Светильник LED ДПО 5051 18Вт 6500К IP65 круг белый IEK","шт",null,"ГОФРОКОРОБ",24,1,1,1787.98,1489.983333333]
[null,"LDPO0-5060-24-4000-K01","Светильник LED ДПО 5060 24Вт 4000К IP65 круг белый IEK","шт",null,"ГОФРОКОРОБ",18,1,1,2474.56,2062.1333333329999]
[null,"LDPO0-5070-28-4000-K01","Светильник LED ДПО 5070 28Вт 4000К IP65 круг белый IEK","шт",null,"ГОФРОКОРОБ",18,1,1,2683.48,2236.2333333329998]
[null,"LDPO0-5071-28-6500-K01","Светильник LED ДПО 5071 28Вт 6500К IP65 круг белый IEK","шт",null,"ГОФРОКОРОБ",18,1,1,2683.48,2236.2333333329998]
["10.10.02 Панели светодиодные PRO"]
["10.10.02.01.01.01.01 Панели светодиодные Standart"]
[null,"LTP-DVO0-1012-18-40-K01","PRO Светильник ДВО 1012 18Вт 4000К Ra>90 595х180 пр. IEK","шт","Заказная","ГОФРОКОРОБ",4,1,1,6300,5250,4032,3360]
[null,"LTP-DVO0-1032-30-40-K01","PRO Светильник ДВО 1032 30Вт 4000К Ra>90 1195х180 пр. IEK","шт","Заказная","ГОФРОКОРОБ",4,1,1,7700,6416.6666666660003,4928,4106.666666666667]
[null,"LTP-DVO0-1032-36-40-K01","PRO Светильник ДВО 1032 36Вт 4000К Ra>90 1195х180 пр. IEK","шт","Заказная","ГОФРОКОРОБ",4,1,1,7800,6500,4992,4160]
[null,"LTP-DVO0-1032-45-40-K01","PRO Светильник ДВО 1032 45Вт 4000К Ra>90 1195х180 пр. IEK","шт","Заказная","ГОФРОКОРОБ",4,1,1,9200,7666.6666666660003,5888,4906.666666666667]
[null,"LTP-DVO0-1042-60-40-K01","PRO Светильник ДВО 1042 60Вт 4000К Ra>90 1195х595 пр. IEK","шт","Заказная","ГОФРОКОРОБ",4,1,1,16000,13333.333333332999,10240,8533.3333333333339]
[null,"LTP-DVO0-1072-18-40-K01","PRO Светильник ДВО 1072 18Вт 4000К Ra>90 595х295 пр. IEK","шт","Заказная","ГОФРОКОРОБ",4,1,1,6800,5666.6666666660003,4352,3626.6666666666665]
[null,"LTP-DVO0-1072-27-40-K01","PRO Светильник ДВО 1072 27Вт 4000К Ra>90 595х295 пр. IEK","шт","Заказная","ГОФРОКОРОБ",4,1,1,7000,5833.3333333330002,4480,3733.3333333333335]
[null,"LTP-DVO0-1082-30-40-K01","PRO Светильник ДВО 1082 30Вт 4000К Ra>90 1195х295 пр. IEK","шт","Заказная","ГОФРОКОРОБ",4,1,1,8500,7083.3333333330002,5440,4533.333333333333]
[null,"LTP-DVO0-1082-36-40-K01","PRO Светильник ДВО 1082 36Вт 4000К Ra>90 1195х295 пр. IEK","шт","Заказная","ГОФРОКОРОБ",4,1,1,8600,7166.6666666660003,5504,4586.666666666667]
[null,"LTP-DVO0-1082-45-40-K01","PRO Светильник ДВО 1082 45Вт 4000К Ra>90 1195х295 пр. IEK","шт","Заказная","ГОФРОКОРОБ",4,1,1,9300,7750,5952,4960]
[null,"LTP-DVO1-1012-18-40-K01","PRO Светильник ДВО 1012 18Вт 4000К Ra>90 595х180 оп. IEK","шт",null,"ГОФРОКОРОБ",4,1,1,6300,5250,4032,3360]
[null,"LTP-DVO1-1032-30-40-K01","PRO Светильник ДВО 1032 30Вт 4000К Ra>90 1195х180 оп. IEK","шт","Заказная","ГОФРОКОРОБ",4,1,1,7700,6416.6666666660003,4928,4106.666666666667]
[null,"LTP-DVO1-1032-36-40-K01","PRO Светильник ДВО 1032 36Вт 4000К Ra>90 1195х180 оп. IEK","шт","Заказная","ГОФРОКОРОБ",4,1,1,7800,6500,4992,4160]
[null,"LTP-DVO1-1032-45-40-K01","PRO Светильник ДВО 1032 45Вт 4000К Ra>90 1195х180 оп. IEK","шт","Заказная","ГОФРОКОРОБ",4,1,1,9309,7757.5,5957.76,4964.8]
[null,"LTP-DVO1-1042-60-40-K01","PRO Светильник ДВО 1042 60Вт 4000К Ra>90 1195х595 оп. IEK","шт",null,"ГОФРОКОРОБ",4,1,1,16000,13333.333333332999,10240,8533.3333333333339]
[null,"LTP-DVO1-1072-18-40-K01","PRO Светильник ДВО 1072 18Вт 4000К Ra>90 595х295 оп. IEK","шт","Заказная","ГОФРОКОРОБ",4,1,1,6800,5666.6666666660003,4352,3626.6666666666665]
[null,"LTP-DVO1-1072-27-40-K01","PRO Светильник ДВО 1072 27Вт 4000К Ra>90 595х295 оп. IEK","шт",null,"ГОФРОКОРОБ",4,1,1,7000,5833.3333333330002,4480,3733.3333333333335]
[null,"LTP-DVO1-1082-30-40-K01","PRO Светильник ДВО 1082 30Вт 4000К Ra>90 1195х295 оп. IEK","шт","Заказная","ГОФРОКОРОБ",4,1,1,8500,7083.3333333330002,5440,4533.333333333333]
[null,"LTP-DVO1-1082-36-40-K01","PRO Светильник ДВО 1082 36Вт 4000К Ra>90 1195х295 оп. IEK","шт",null,"ГОФРОКОРОБ",4,1,1,8600,7166.6666666660003,5504,4586.666666666667]
[null,"LTP-DVO1-1082-45-40-K01","PRO Светильник ДВО 1082 45Вт 4000К Ra>90 1195х295 оп. IEK","шт","Заказная","ГОФРОКОРОБ",4,1,1,9300,7750,5952,4960]
[null,"LTP-DVO2-1012-18-40-K01","PRO Светильник ДВО 1012 18Вт 4000К Ra>90 595х180 мпр. IEK","шт","Заказная","ГОФРОКОРОБ",4,1,1,6300,5250,4032,3360]
[null,"LTP-DVO2-1032-30-40-K01","PRO Светильник ДВО 1032 30Вт 4000К Ra>90 1195х180 мпр. IEK","шт","Заказная","ГОФРОКОРОБ",4,1,1,7700,6416.6666666660003,4928,4106.666666666667]
[null,"LTP-DVO2-1032-36-40-K01","PRO Светильник ДВО 1032 36Вт 4000К Ra>90 1195х180 мпр. IEK","шт","Заказная","ГОФРОКОРОБ",4,1,1,7800,6500,4992,4160]
[null,"LTP-DVO2-1032-45-40-K01","PRO Светильник ДВО 1032 45Вт 4000К Ra>90 1195х180 мпр. IEK","шт","Заказная","ГОФРОКОРОБ",4,1,1,9200,7666.6666666660003,5888,4906.666666666667]
[null,"LTP-DVO2-1042-60-40-K01","PRO Светильник ДВО 1042 60Вт 4000К Ra>90 1195х595 мпр. IEK","шт","Заказная","ГОФРОКОРОБ",4,1,1,16000,13333.333333332999,10240,8533.3333333333339]
[null,"LTP-DVO2-1072-18-40-K01","PRO Светильник ДВО 1072 18Вт 4000К Ra>90 595х295 мпр. IEK","шт","Заказная","ГОФРОКОРОБ",4,1,1,6800,5666.6666666660003,4352,3626.6666666666665]
[null,"LTP-DVO2-1072-27-40-K01","PRO Светильник ДВО 1072 27Вт 4000К Ra>90 595х295 мпр. IEK","шт","Заказная","ГОФРОКОРОБ",4,1,1,7000,5833.3333333330002,4480,3733.3333333333335]
[null,"LTP-DVO2-1082-30-40-K01","PRO Светильник ДВО 1082 30Вт 4000К Ra>90 1195х295 мпр. IEK","шт","Заказная","ГОФРОКОРОБ",4,1,1,8500,7083.3333333330002,5440,4533.333333333333]
[null,"LTP-DVO2-1082-36-40-K01","PRO Светильник ДВО 1082 36Вт 4000К Ra>90 1195х295 мпр. IEK","шт","Заказная","ГОФРОКОРОБ",4,1,1,8600,7166.6666666660003,5504,4586.666666666667]
[null,"LTP-DVO2-1082-45-40-K01","PRO Светильник ДВО 1082 45Вт 4000К Ra>90 1195х295 мпр. IEK","шт","Заказная","ГОФРОКОРОБ",4,1,1,9300,7750,5952,4960]
[null,"LTP-DVO1-1031-30-30-K01","PRO Светильник ДВО 1031 30Вт 3000К 1195х180 оп. IEK","шт","Заказная","ГОФРОКОРОБ",4,1,1,7055.56,5879.6333333330003,4515.5583999999999,3762.9653333333335]
[null,"LTP-DVO1-1031-30-40-K01","PRO Светильник ДВО 1031 30Вт 4000К 1195х180 оп. IEK","шт","Заказная","ГОФРОКОРОБ",4,1,1,7055.56,5879.6333333330003,4515.5583999999999,3762.9653333333335]
[null,"LTP-DVO1-1031-30-50-K01","PRO Светильник ДВО 1031 30Вт 5000К 1195х180 оп. IEK","шт","Заказная","ГОФРОКОРОБ",4,1,1,7055.56,5879.6333333330003,4515.5583999999999,3762.9653333333335]
[null,"LTP-DVO1-1031-30-65-K01","PRO Светильник ДВО 1031 30Вт 6500К 1195х180 оп. IEK","шт","Заказная","ГОФРОКОРОБ",4,1,1,7055.56,5879.6333333330003,4515.5583999999999,3762.9653333333335]
[null,"LTP-DVO1-1031-36-30-K01","PRO Светильник ДВО 1031 36Вт 3000К 1195х180 оп. IEK","шт","Заказная","ГОФРОКОРОБ",4,1,1,7697.32,6414.4333333329996,4926.2848000000004,4105.2373333333335]
[null,"LTP-DVO1-1031-36-40-K01","PRO Светильник ДВО 1031 36Вт 4000К 1195х180 оп. IEK","шт",null,"ГОФРОКОРОБ",4,1,1,7697.32,6414.4333333329996,4926.2848000000004,4105.2373333333335]
[null,"LTP-DVO1-1031-36-50-K01","PRO Светильник ДВО 1031 36Вт 5000К 1195х180 оп. IEK","шт","Заказная","ГОФРОКОРОБ",4,1,1,7697.32,6414.4333333329996,4926.2848000000004,4105.2373333333335]
[null,"LTP-DVO1-1031-36-65-K01","PRO Светильник ДВО 1031 36Вт 6500К 1195х180 оп. IEK","шт","Заказная","ГОФРОКОРОБ",4,1,1,7697.32,6414.4333333329996,4926.2848000000004,4105.2373333333335]
[null,"LTP-DVO1-1031-45-30-K01","PRO Светильник ДВО 1031 45Вт 3000К 1195х180 оп. IEK","шт","Заказная","ГОФРОКОРОБ",4,1,1,8201.34,6834.45,5248.8576000000003,4374.0479999999998]
[null,"LTP-DVO1-1031-45-40-K01","PRO Светильник ДВО 1031 45Вт 4000К 1195х180 оп. IEK","шт",null,"ГОФРОКОРОБ",4,1,1,8201.34,6834.45,5248.8576000000003,4374.0479999999998]
[null,"LTP-DVO1-1031-45-50-K01","PRO Светильник ДВО 1031 45Вт 5000К 1195х180 оп. IEK","шт","Заказная","ГОФРОКОРОБ",4,1,1,8201.34,6834.45,5248.8576000000003,4374.0479999999998]
[null,"LTP-DVO1-1031-45-65-K01","PRO Светильник ДВО 1031 45Вт 6500К 1195х180 оп. IEK","шт","Заказная","ГОФРОКОРОБ",4,1,1,8201.34,6834.45,5248.8576000000003,4374.0479999999998]
[null,"LTP-DVO2-1031-30-30-K01","PRO Светильник ДВО 1031 30Вт 3000К 1195х180 мпр. IEK","шт","Заказная","ГОФРОКОРОБ",4,1,1,7055.56,5879.6333333330003,4515.5583999999999,3762.9653333333335]
[null,"LTP-DVO2-1031-30-40-K01","PRO Светильник ДВО 1031 30Вт 4000К 1195х180 мпр. IEK","шт","Заказная","ГОФРОКОРОБ",4,1,1,7055.56,5879.6333333330003,4515.5583999999999,3762.9653333333335]
[null,"LTP-DVO2-1031-30-50-K01","PRO Светильник ДВО 1031 30Вт 5000К 1195х180 мпр. IEK","шт","Заказная","ГОФРОКОРОБ",4,1,1,7055.56,5879.6333333330003,4515.5583999999999,3762.9653333333335]
[null,"LTP-DVO2-1031-30-65-K01","PRO Светильник ДВО 1031 30Вт 6500К 1195х180 мпр. IEK","шт","Заказная","ГОФРОКОРОБ",4,1,1,7055.56,5879.6333333330003,4515.5583999999999,3762.9653333333335]
[null,"LTP-DVO2-1031-36-30-K01","PRO Светильник ДВО 1031 36Вт 3000К 1195х180 мпр. IEK","шт","Заказная","ГОФРОКОРОБ",4,1,1,7697.32,6414.4333333329996,4926.2848000000004,4105.2373333333335]
[null,"LTP-DVO2-1031-36-40-K01","PRO Светильник ДВО 1031 36Вт 4000К 1195х180 мпр. IEK","шт","Заказная","ГОФРОКОРОБ",4,1,1,7697.32,6414.4333333329996,4926.2848000000004,4105.2373333333335]
[null,"LTP-DVO2-1031-36-50-K01","PRO Светильник ДВО 1031 36Вт 5000К 1195х180 мпр. IEK","шт","Заказная","ГОФРОКОРОБ",4,1,1,7697.32,6414.4333333329996,4926.2848000000004,4105.2373333333335]
[null,"LTP-DVO2-1031-36-65-K01","PRO Светильник ДВО 1031 36Вт 6500К 1195х180 мпр. IEK","шт","Заказная","ГОФРОКОРОБ",4,1,1,7697.32,6414.4333333329996,4926.2848000000004,4105.2373333333335]
[null,"LTP-DVO2-1031-45-30-K01","PRO Светильник ДВО 1031 45Вт 3000К 1195х180 мпр. IEK","шт","Заказная","ГОФРОКОРОБ",4,1,1,8201.34,6834.45,5248.8576000000003,4374.0479999999998]
[null,"LTP-DVO2-1031-45-40-K01","PRO Светильник ДВО 1031 45Вт 4000К 1195х180 мпр. IEK","шт","Заказная","ГОФРОКОРОБ",4,1,1,8201.34,6834.45,5248.8576000000003,4374.0479999999998]
[null,"LTP-DVO2-1031-45-50-K01","PRO Светильник ДВО 1031 45Вт 5000К 1195х180 мпр. IEK","шт","Заказная","ГОФРОКОРОБ",4,1,1,8201.34,6834.45,5248.8576000000003,4374.0479999999998]
[null,"LTP-DVO2-1031-45-65-K01","PRO Светильник ДВО 1031 45Вт 6500К 1195х180 мпр. IEK","шт","Заказная","ГОФРОКОРОБ",4,1,1,8201.34,6834.45,5248.8576000000003,4374.0479999999998]
[null,"LTP-DVO0-1031-30-30-K01","PRO Светильник ДВО 1031 30Вт 3000К 1195х180 пр. IEK","шт","Заказная","ГОФРОКОРОБ",4,1,1,7055.56,5879.6333333330003,4515.5583999999999,3762.9653333333335]
[null,"LTP-DVO0-1031-30-40-K01","PRO Светильник ДВО 1031 30Вт 4000К 1195х180 пр. IEK","шт","Заказная","ГОФРОКОРОБ",4,1,1,7055.56,5879.6333333330003,4515.5583999999999,3762.9653333333335]
[null,"LTP-DVO0-1031-30-50-K01","PRO Светильник ДВО 1031 30Вт 5000К 1195х180 пр. IEK","шт","Заказная","ГОФРОКОРОБ",4,1,1,7055.56,5879.6333333330003,4515.5583999999999,3762.9653333333335]
[null,"LTP-DVO0-1031-30-65-K01","PRO Светильник ДВО 1031 30Вт 6500К 1195х180 пр. IEK","шт","Заказная","ГОФРОКОРОБ",4,1,1,7055.56,5879.6333333330003,4515.5583999999999,3762.9653333333335]
[null,"LTP-DVO0-1031-36-30-K01","PRO Светильник ДВО 1031 36Вт 3000К 1195х180 пр. IEK","шт","Заказная","ГОФРОКОРОБ",4,1,1,7697.32,6414.4333333329996,4926.2848000000004,4105.2373333333335]
[null,"LTP-DVO0-1031-36-40-K01","PRO Светильник ДВО 1031 36Вт 4000К 1195х180 пр. IEK","шт","Заказная","ГОФРОКОРОБ",4,1,1,7697.32,6414.4333333329996,4926.2848000000004,4105.2373333333335]
[null,"LTP-DVO0-1031-36-50-K01","PRO Светильник ДВО 1031 36Вт 5000К 1195х180 пр. IEK","шт","Заказная","ГОФРОКОРОБ",4,1,1,7697.32,6414.4333333329996,4926.2848000000004,4105.2373333333335]
[null,"LTP-DVO0-1031-36-65-K01","PRO Светильник ДВО 1031 36Вт 6500К 1195х180 пр. IEK","шт","Заказная","ГОФРОКОРОБ",4,1,1,7697.32,6414.4333333329996,4926.2848000000004,4105.2373333333335]
[null,"LTP-DVO0-1031-45-30-K01","PRO Светильник ДВО 1031 45Вт 3000К 1195х180 пр. IEK","шт","Заказная","ГОФРОКОРОБ",4,1,1,8201.34,6834.45,5248.8576000000003,4374.0479999999998]
[null,"LTP-DVO0-1031-45-40-K01","PRO Светильник ДВО 1031 45Вт 4000К 1195х180 пр. IEK","шт","Заказная","ГОФРОКОРОБ",4,1,1,8201.34,6834.45,5248.8576000000003,4374.0479999999998]
[null,"LTP-DVO0-1031-45-50-K01","PRO Светильник ДВО 1031 45Вт 5000К 1195х180 пр. IEK","шт","Заказная","ГОФРОКОРОБ",4,1,1,8201.34,6834.45,5248.8576000000003,4374.0479999999998]
[null,"LTP-DVO0-1031-45-65-K01","PRO Светильник ДВО 1031 45Вт 6500К 1195х180 пр. IEK","шт","Заказная","ГОФРОКОРОБ",4,1,1,8201.34,6834.45,5248.8576000000003,4374.0479999999998]
[null,"LTP-DVO1-1081-30-30-K01","PRO Светильник ДВО 1081 30Вт 3000К 1195х295 оп. IEK","шт","Заказная","ГОФРОКОРОБ",4,1,1,7055.56,5879.6333333330003,4515.5583999999999,3762.9653333333335]
[null,"LTP-DVO1-1081-30-40-K01","PRO Светильник ДВО 1081 30Вт 4000К 1195х295 оп. IEK","шт","Заказная","ГОФРОКОРОБ",4,1,1,7055.56,5879.6333333330003,4515.5583999999999,3762.9653333333335]
[null,"LTP-DVO1-1081-30-50-K01","PRO Светильник ДВО 1081 30Вт 5000К 1195х295 оп. IEK","шт","Заказная","ГОФРОКОРОБ",4,1,1,7055.56,5879.6333333330003,4515.5583999999999,3762.9653333333335]
[null,"LTP-DVO1-1081-30-65-K01","PRO Светильник ДВО 1081 30Вт 6500К 1195х295 оп. IEK","шт","Заказная","ГОФРОКОРОБ",4,1,1,7055.56,5879.6333333330003,4515.5583999999999,3762.9653333333335]
[null,"LTP-DVO1-1081-36-30-K01","PRO Светильник ДВО 1081 36Вт 3000К 1195х295 оп. IEK","шт","Заказная","ГОФРОКОРОБ",4,1,1,7697.32,6414.4333333329996,4926.2848000000004,4105.2373333333335]
[null,"LTP-DVO1-1081-36-40-K01","PRO Светильник ДВО 1081 36Вт 4000К 1195х295 оп. IEK","шт",null,"ГОФРОКОРОБ",4,1,1,7697.32,6414.4333333329996,4926.2848000000004,4105.2373333333335]
[null,"LTP-DVO1-1081-36-50-K01","PRO Светильник ДВО 1081 36Вт 5000К 1195х295 оп. IEK","шт","Заказная","ГОФРОКОРОБ",4,1,1,7697.32,6414.4333333329996,4926.2848000000004,4105.2373333333335]
[null,"LTP-DVO1-1081-36-65-K01","PRO Светильник ДВО 1081 36Вт 6500К 1195х295 оп. IEK","шт","Заказная","ГОФРОКОРОБ",4,1,1,7697.32,6414.4333333329996,4926.2848000000004,4105.2373333333335]
[null,"LTP-DVO1-1081-45-30-K01","PRO Светильник ДВО 1081 45Вт 3000К 1195х295 оп. IEK","шт","Заказная","ГОФРОКОРОБ",4,1,1,8201.34,6834.45,5248.8576000000003,4374.0479999999998]
[null,"LTP-DVO1-1081-45-40-K01","PRO Светильник ДВО 1081 45Вт 4000К 1195х295 оп. IEK","шт","Заказная","ГОФРОКОРОБ",4,1,1,8201.34,6834.45,5248.8576000000003,4374.0479999999998]
[null,"LTP-DVO1-1081-45-50-K01","PRO Светильник ДВО 1081 45Вт 5000К 1195х295 оп. IEK","шт","Заказная","ГОФРОКОРОБ",4,1,1,8201.34,6834.45,5248.8576000000003,4374.0479999999998]
[null,"LTP-DVO1-1081-45-65-K01","PRO Светильник ДВО 1081 45Вт 6500К 1195х295 оп. IEK","шт","Заказная","ГОФРОКОРОБ",4,1,1,8201.34,6834.45,5248.8576000000003,4374.0479999999998]
[null,"LTP-DVO2-1081-30-30-K01","PRO Светильник ДВО 1081 30Вт 3000К 1195х295 мпр. IEK","шт","Заказная","ГОФРОКОРОБ",4,1,1,7055.56,5879.6333333330003,4515.5583999999999,3762.9653333333335]
[null,"LTP-DVO2-1081-30-40-K01","PRO Светильник ДВО 1081 30Вт 4000К 1195х295 мпр. IEK","шт","Заказная","ГОФРОКОРОБ",4,1,1,7055.56,5879.6333333330003,4515.5583999999999,3762.9653333333335]
[null,"LTP-DVO2-1081-30-50-K01","PRO Светильник ДВО 1081 30Вт 5000К 1195х295 мпр. IEK","шт","Заказная","ГОФРОКОРОБ",4,1,1,7055.56,5879.6333333330003,4515.5583999999999,3762.9653333333335]
[null,"LTP-DVO2-1081-30-65-K01","PRO Светильник ДВО 1081 30Вт 6500К 1195х295 мпр. IEK","шт","Заказная","ГОФРОКОРОБ",4,1,1,7055.56,5879.6333333330003,4515.5583999999999,3762.9653333333335]
[null,"LTP-DVO2-1081-36-30-K01","PRO Светильник ДВО 1081 36Вт 3000К 1195х295 мпр. IEK","шт","Заказная","ГОФРОКОРОБ",4,1,1,7697.32,6414.4333333329996,4926.2848000000004,4105.2373333333335]
[null,"LTP-DVO2-1081-36-40-K01","PRO Светильник ДВО 1081 36Вт 4000К 1195х295 мпр. IEK","шт","Заказная","ГОФРОКОРОБ",4,1,1,7697.32,6414.4333333329996,4926.2848000000004,4105.2373333333335]
[null,"LTP-DVO2-1081-36-50-K01","PRO Светильник ДВО 1081 36Вт 5000К 1195х295 мпр. IEK","шт","Заказная","ГОФРОКОРОБ",4,1,1,7697.32,6414.4333333329996,4926.2848000000004,4105.2373333333335]
[null,"LTP-DVO2-1081-36-65-K01","PRO Светильник ДВО 1081 36Вт 6500К 1195х295 мпр. IEK","шт","Заказная","ГОФРОКОРОБ",4,1,1,7697.32,6414.4333333329996,4926.2848000000004,4105.2373333333335]
[null,"LTP-DVO2-1081-45-30-K01","PRO Светильник ДВО 1081 45Вт 3000К 1195х295 мпр. IEK","шт","Заказная","ГОФРОКОРОБ",4,1,1,8201.34,6834.45,5248.8576000000003,4374.0479999999998]
[null,"LTP-DVO2-1081-45-40-K01","PRO Светильник ДВО 1081 45Вт 4000К 1195х295 мпр. IEK","шт","Заказная","ГОФРОКОРОБ",4,1,1,8201.34,6834.45,5248.8576000000003,4374.0479999999998]
[null,"LTP-DVO2-1081-45-50-K01","PRO Светильник ДВО 1081 45Вт 5000К 1195х295 мпр. IEK","шт","Заказная","ГОФРОКОРОБ",4,1,1,8201.34,6834.45,5248.8576000000003,4374.0479999999998]
[null,"LTP-DVO2-1081-45-65-K01","PRO Светильник ДВО 1081 45Вт 6500К 1195х295 мпр. IEK","шт","Заказная","ГОФРОКОРОБ",4,1,1,8201.34,6834.45,5248.8576000000003,4374.0479999999998]
[null,"LTP-DVO0-1081-30-30-K01","PRO Светильник ДВО 1081 30Вт 3000К 1195х295 пр. IEK","шт","Заказная","ГОФРОКОРОБ",4,1,1,7055.56,5879.6333333330003,4515.5583999999999,3762.9653333333335]
[null,"LTP-DVO0-1081-30-40-K01","PRO Светильник ДВО 1081 30Вт 4000К 1195х295 пр. IEK","шт","Заказная","ГОФРОКОРОБ",4,1,1,7055.56,5879.6333333330003,4515.5583999999999,3762.9653333333335]
[null,"LTP-DVO0-1081-30-50-K01","PRO Светильник ДВО 1081 30Вт 5000К 1195х295 пр. IEK","шт","Заказная","ГОФРОКОРОБ",4,1,1,7055.56,5879.6333333330003,4515.5583999999999,3762.9653333333335]
[null,"LTP-DVO0-1081-30-65-K01","PRO Светильник ДВО 1081 30Вт 6500К 1195х295 пр. IEK","шт","Заказная","ГОФРОКОРОБ",4,1,1,7055.56,5879.6333333330003,4515.5583999999999,3762.9653333333335]
[null,"LTP-DVO0-1081-36-30-K01","PRO Светильник ДВО 1081 36Вт 3000К 1195х295 пр. IEK","шт","Заказная","ГОФРОКОРОБ",4,1,1,7697.32,6414.4333333329996,4926.2848000000004,4105.2373333333335]
[null,"LTP-DVO0-1081-36-40-K01","PRO Светильник ДВО 1081 36Вт 4000К 1195х295 пр. IEK","шт","Заказная","ГОФРОКОРОБ",4,1,1,7697.32,6414.4333333329996,4926.2848000000004,4105.2373333333335]
[null,"LTP-DVO0-1081-36-50-K01","PRO Светильник ДВО 1081 36Вт 5000К 1195х295 пр. IEK","шт","Заказная","ГОФРОКОРОБ",4,1,1,7697.32,6414.4333333329996,4926.2848000000004,4105.2373333333335]
[null,"LTP-DVO0-1081-36-65-K01","PRO Светильник ДВО 1081 36Вт 6500К 1195х295 пр. IEK","шт","Заказная","ГОФРОКОРОБ",4,1,1,7697.32,6414.4333333329996,4926.2848000000004,4105.2373333333335]
[null,"LTP-DVO0-1081-45-30-K01","PRO Светильник ДВО 1081 45Вт 3000К 1195х295 пр. IEK","шт","Заказная","ГОФРОКОРОБ",4,1,1,8201.34,6834.45,5248.8576000000003,4374.0479999999998]
[null,"LTP-DVO0-1081-45-40-K01","PRO Светильник ДВО 1081 45Вт 4000К 1195х295 пр. IEK","шт","Заказная","ГОФРОКОРОБ",4,1,1,8201.34,6834.45,5248.8576000000003,4374.0479999999998]
[null,"LTP-DVO0-1081-45-50-K01","PRO Светильник ДВО 1081 45Вт 5000К 1195х295 пр. IEK","шт","Заказная","ГОФРОКОРОБ",4,1,1,8201.34,6834.45,5248.8576000000003,4374.0479999999998]
[null,"LTP-DVO0-1081-45-65-K01","PRO Светильник ДВО 1081 45Вт 6500К 1195х295 пр. IEK","шт","Заказная","ГОФРОКОРОБ",4,1,1,8201.34,6834.45,5248.8576000000003,4374.0479999999998]
[null,"LTP-DVO1-1011-18-30-K01","PRO Светильник ДВО 1011 18Вт 3000К 595х180 оп. IEK","шт","Заказная","ГОФРОКОРОБ",4,1,1,5806.78,4838.9833333329998,3716.3391999999999,3096.9493333333335]
[null,"LTP-DVO1-1011-18-40-K01","PRO Светильник ДВО 1011 18Вт 4000К 595х180 оп. IEK","шт","Заказная","ГОФРОКОРОБ",4,1,1,5806.78,4838.9833333329998,3716.3391999999999,3096.9493333333335]
[null,"LTP-DVO1-1011-18-50-K01","PRO Светильник ДВО 1011 18Вт 5000К 595х180 оп. IEK","шт","Заказная","ГОФРОКОРОБ",4,1,1,5806.78,4838.9833333329998,3716.3391999999999,3096.9493333333335]
[null,"LTP-DVO1-1011-18-65-K01","PRO Светильник ДВО 1011 18Вт 6500К 595х180 оп. IEK","шт","Заказная","ГОФРОКОРОБ",4,1,1,5806.78,4838.9833333329998,3716.3391999999999,3096.9493333333335]
[null,"LTP-DVO2-1011-18-30-K01","PRO Светильник ДВО 1011 18Вт 3000К 595х180 мпр. IEK","шт","Заказная","ГОФРОКОРОБ",4,1,1,5806.78,4838.9833333329998,3716.3391999999999,3096.9493333333335]
[null,"LTP-DVO2-1011-18-40-K01","PRO Светильник ДВО 1011 18Вт 4000К 595х180 мпр. IEK","шт","Заказная","ГОФРОКОРОБ",4,1,1,5806.78,4838.9833333329998,3716.3391999999999,3096.9493333333335]
[null,"LTP-DVO2-1011-18-50-K01","PRO Светильник ДВО 1011 18Вт 5000К 595х180 мпр. IEK","шт","Заказная","ГОФРОКОРОБ",4,1,1,5806.78,4838.9833333329998,3716.3391999999999,3096.9493333333335]
[null,"LTP-DVO2-1011-18-65-K01","PRO Светильник ДВО 1011 18Вт 6500К 595х180 мпр. IEK","шт","Заказная","ГОФРОКОРОБ",4,1,1,5806.78,4838.9833333329998,3716.3391999999999,3096.9493333333335]
[null,"LTP-DVO0-1011-18-30-K01","PRO Светильник ДВО 1011 18Вт 3000К 595х180 пр. IEK","шт","Заказная","ГОФРОКОРОБ",4,1,1,5806.78,4838.9833333329998,3716.3391999999999,3096.9493333333335]
[null,"LTP-DVO0-1011-18-40-K01","PRO Светильник ДВО 1011 18Вт 4000К 595х180 пр. IEK","шт","Заказная","ГОФРОКОРОБ",4,1,1,5806.78,4838.9833333329998,3716.3391999999999,3096.9493333333335]
[null,"LTP-DVO0-1011-18-50-K01","PRO Светильник ДВО 1011 18Вт 5000К 595х180 пр. IEK","шт","Заказная","ГОФРОКОРОБ",4,1,1,5806.78,4838.9833333329998,3716.3391999999999,3096.9493333333335]
[null,"LTP-DVO0-1011-18-65-K01","PRO Светильник ДВО 1011 18Вт 6500К 595х180 пр. IEK","шт","Заказная","ГОФРОКОРОБ",4,1,1,5806.78,4838.9833333329998,3716.3391999999999,3096.9493333333335]
[null,"LTP-DVO1-1071-18-30-K01","PRO Светильник ДВО 1071 18Вт 3000К 595х295 оп. IEK","шт","Заказная","ГОФРОКОРОБ",4,1,1,5806.78,4838.9833333329998,3716.3391999999999,3096.9493333333335]
[null,"LTP-DVO1-1071-18-40-K01","PRO Светильник ДВО 1071 18Вт 4000К 595х295 оп. IEK","шт",null,"ГОФРОКОРОБ",4,1,1,5806.78,4838.9833333329998,3716.3391999999999,3096.9493333333335]
[null,"LTP-DVO1-1071-18-50-K01","PRO Светильник ДВО 1071 18Вт 5000К 595х295 оп. IEK","шт","Заказная","ГОФРОКОРОБ",4,1,1,5806.78,4838.9833333329998,3716.3391999999999,3096.9493333333335]
[null,"LTP-DVO1-1071-18-65-K01","PRO Светильник ДВО 1071 18Вт 6500К 595х295 оп. IEK","шт","Заказная","ГОФРОКОРОБ",4,1,1,5806.78,4838.9833333329998,3716.3391999999999,3096.9493333333335]
[null,"LTP-DVO1-1071-27-30-K01","PRO Светильник ДВО 1071 27Вт 3000К 595х295 оп. IEK","шт","Заказная","ГОФРОКОРОБ",4,1,1,6243.86,5203.2166666659996,3996.0704000000001,3330.0586666666668]
[null,"LTP-DVO1-1071-27-40-K01","PRO Светильник ДВО 1071 27Вт 4000К 595х295 оп. IEK","шт","Заказная","ГОФРОКОРОБ",4,1,1,6243.86,5203.2166666659996,3996.0704000000001,3330.0586666666668]
[null,"LTP-DVO1-1071-27-50-K01","PRO Светильник ДВО 1071 27Вт 5000К 595х295 оп. IEK","шт","Заказная","ГОФРОКОРОБ",4,1,1,6243.86,5203.2166666659996,3996.0704000000001,3330.0586666666668]
[null,"LTP-DVO1-1071-27-65-K01","PRO Светильник ДВО 1071 27Вт 6500К 595х295 оп. IEK","шт","Заказная","ГОФРОКОРОБ",4,1,1,6243.86,5203.2166666659996,3996.0704000000001,3330.0586666666668]
[null,"LTP-DVO2-1071-18-30-K01","PRO Светильник ДВО 1071 18Вт 3000К 595х295 мпр. IEK","шт","Заказная","ГОФРОКОРОБ",4,1,1,5806.78,4838.9833333329998,3716.3391999999999,3096.9493333333335]
[null,"LTP-DVO2-1071-18-40-K01","PRO Светильник ДВО 1071 18Вт 4000К 595х295 мпр. IEK","шт","Заказная","ГОФРОКОРОБ",4,1,1,5806.78,4838.9833333329998,3716.3391999999999,3096.9493333333335]
[null,"LTP-DVO2-1071-18-50-K01","PRO Светильник ДВО 1071 18Вт 5000К 595х295 мпр. IEK","шт","Заказная","ГОФРОКОРОБ",4,1,1,5806.78,4838.9833333329998,3716.3391999999999,3096.9493333333335]
[null,"LTP-DVO2-1071-18-65-K01","PRO Светильник ДВО 1071 18Вт 6500К 595х295 мпр. IEK","шт","Заказная","ГОФРОКОРОБ",4,1,1,5806.78,4838.9833333329998,3716.3391999999999,3096.9493333333335]
[null,"LTP-DVO2-1071-27-30-K01","PRO Светильник ДВО 1071 27Вт 3000К 595х295 мпр. IEK","шт","Заказная","ГОФРОКОРОБ",4,1,1,6243.86,5203.2166666659996,3996.0704000000001,3330.0586666666668]
[null,"LTP-DVO2-1071-27-40-K01","PRO Светильник ДВО 1071 27Вт 4000К 595х295 мпр. IEK","шт","Заказная","ГОФРОКОРОБ",4,1,1,6243.86,5203.2166666659996,3996.0704000000001,3330.0586666666668]
[null,"LTP-DVO2-1071-27-50-K01","PRO Светильник ДВО 1071 27Вт 5000К 595х295 мпр. IEK","шт","Заказная","ГОФРОКОРОБ",4,1,1,6243.86,5203.2166666659996,3996.0704000000001,3330.0586666666668]
[null,"LTP-DVO2-1071-27-65-K01","PRO Светильник ДВО 1071 27Вт 6500К 595х295 мпр. IEK","шт","Заказная","ГОФРОКОРОБ",4,1,1,6243.86,5203.2166666659996,3996.0704000000001,3330.0586666666668]
[null,"LTP-DVO0-1071-18-30-K01","PRO Светильник ДВО 1071 18Вт 3000К 595х295 пр. IEK","шт","Заказная","ГОФРОКОРОБ",4,1,1,5806.78,4838.9833333329998,3716.3391999999999,3096.9493333333335]
[null,"LTP-DVO0-1071-18-40-K01","PRO Светильник ДВО 1071 18Вт 4000К 595х295 пр. IEK","шт","Заказная","ГОФРОКОРОБ",4,1,1,5806.78,4838.9833333329998,3716.3391999999999,3096.9493333333335]
[null,"LTP-DVO0-1071-18-50-K01","PRO Светильник ДВО 1071 18Вт 5000К 595х295 пр. IEK","шт","Заказная","ГОФРОКОРОБ",4,1,1,5806.78,4838.9833333329998,3716.3391999999999,3096.9493333333335]
[null,"LTP-DVO0-1071-18-65-K01","PRO Светильник ДВО 1071 18Вт 6500К 595х295 пр. IEK","шт","Заказная","ГОФРОКОРОБ",4,1,1,5806.78,4838.9833333329998,3716.3391999999999,3096.9493333333335]
[null,"LTP-DVO0-1071-27-30-K01","PRO Светильник ДВО 1071 27Вт 3000К 595х295 пр. IEK","шт","Заказная","ГОФРОКОРОБ",4,1,1,6243.86,5203.2166666659996,3996.0704000000001,3330.0586666666668]
[null,"LTP-DVO0-1071-27-40-K01","PRO Светильник ДВО 1071 27Вт 4000К 595х295 пр. IEK","шт","Заказная","ГОФРОКОРОБ",4,1,1,6243.86,5203.2166666659996,3996.0704000000001,3330.0586666666668]
[null,"LTP-DVO0-1071-27-50-K01","PRO Светильник ДВО 1071 27Вт 5000К 595х295 пр. IEK","шт","Заказная","ГОФРОКОРОБ",4,1,1,6243.86,5203.2166666659996,3996.0704000000001,3330.0586666666668]
[null,"LTP-DVO0-1071-27-65-K01","PRO Светильник ДВО 1071 27Вт 6500К 595х295 пр. IEK","шт","Заказная","ГОФРОКОРОБ",4,1,1,6243.86,5203.2166666659996,3996.0704000000001,3330.0586666666668]
[null,"LTP-DVO0-1001-30-30-K01","PRO Светильник ДВО 1001 30Вт 3000К пр. IEK","шт","Заказная","ГОФРОКОРОБ",4,1,1,6680.93,5567.4416666659999,4275.7951999999996,3563.1626666666666]
[null,"LTP-DVO0-1001-30-40-K01","PRO Светильник ДВО 1001 30Вт 4000К пр. IEK","шт",null,"ГОФРОКОРОБ",4,1,1,6680.93,5567.4416666659999,4275.7951999999996,3563.1626666666666]
[null,"LTP-DVO0-1001-30-50-K01","PRO Светильник ДВО 1001 30Вт 5000К пр. IEK","шт","Заказная","ГОФРОКОРОБ",4,1,1,6680.93,5567.4416666659999,4275.7951999999996,3563.1626666666666]
[null,"LTP-DVO0-1001-30-65-K01","PRO Светильник ДВО 1001 30Вт 6500К пр. IEK","шт",null,"ГОФРОКОРОБ",4,1,1,6680.93,5567.4416666659999,4275.7951999999996,3563.1626666666666]
[null,"LTP-DVO0-1001-40-30-K01","PRO Светильник ДВО 1001 40Вт 3000К пр. IEK","шт","Заказная","ГОФРОКОРОБ",4,1,1,7288.62,6073.85,4664.7168000000001,3887.2640000000001]
[null,"LTP-DVO0-1001-40-40-K01","PRO Светильник ДВО 1001 40Вт 4000К пр. IEK","шт",null,"ГОФРОКОРОБ",4,1,1,7288.62,6073.85,4664.7168000000001,3887.2640000000001]
[null,"LTP-DVO0-1001-40-50-K01","PRO Светильник ДВО 1001 40Вт 5000К пр. IEK","шт","Заказная","ГОФРОКОРОБ",4,1,1,7288.62,6073.85,4664.7168000000001,3887.2640000000001]
[null,"LTP-DVO0-1001-40-65-K01","PRO Светильник ДВО 1001 40Вт 6500К пр. IEK","шт",null,"ГОФРОКОРОБ",4,1,1,7288.62,6073.85,4664.7168000000001,3887.2640000000001]
[null,"LTP-DVO0-1001-45-30-K01","PRO Светильник ДВО 1001 45Вт 3000К пр. IEK","шт","Заказная","ГОФРОКОРОБ",4,1,1,7765.87,6471.5583333329996,4970.1567999999997,4141.797333333333]
[null,"LTP-DVO0-1001-45-40-K01","PRO Светильник ДВО 1001 45Вт 4000К пр. IEK","шт",null,"ГОФРОКОРОБ",4,1,1,7765.87,6471.5583333329996,4970.1567999999997,4141.797333333333]
[null,"LTP-DVO0-1001-45-50-K01","PRO Светильник ДВО 1001 45Вт 5000К пр. IEK","шт","Заказная","ГОФРОКОРОБ",4,1,1,7765.87,6471.5583333329996,4970.1567999999997,4141.797333333333]
[null,"LTP-DVO0-1001-45-65-K01","PRO Светильник ДВО 1001 45Вт 6500К пр. IEK","шт","Заказная","ГОФРОКОРОБ",4,1,1,7765.87,6471.5583333329996,4970.1567999999997,4141.797333333333]
[null,"LTP-DVO0-1002-30-40-K01","PRO Светильник ДВО 1002 30Вт 4000К Ra>90 пр. IEK","шт","Заказная","ГОФРОКОРОБ",4,1,1,7349.03,6124.1916666659999,4703.3792000000003,3919.4826666666668]
[null,"LTP-DVO0-1002-40-40-K01","PRO Светильник ДВО 1002 40Вт 4000К Ra>90 пр. IEK","шт","Заказная","ГОФРОКОРОБ",4,1,1,8017.48,6681.2333333329998,5131.1872000000003,4275.989333333333]
[null,"LTP-DVO0-1041-60-30-K01","PRO Светильник ДВО 1041 60Вт 3000К 1195х595 пр. IEK","шт","Заказная","ГОФРОКОРОБ",4,1,1,13082.36,10901.966666666,8372.7103999999999,6977.2586666666666]
[null,"LTP-DVO0-1041-60-40-K01","PRO Светильник ДВО 1041 60Вт 4000К 1195х595 пр. IEK","шт","Заказная","ГОФРОКОРОБ",4,1,1,13082.36,10901.966666666,8372.7103999999999,6977.2586666666666]
[null,"LTP-DVO0-1041-60-50-K01","PRO Светильник ДВО 1041 60Вт 5000К 1195х595 пр. IEK","шт","Заказная","ГОФРОКОРОБ",4,1,1,13082.36,10901.966666666,8372.7103999999999,6977.2586666666666]
[null,"LTP-DVO0-1041-60-65-K01","PRO Светильник ДВО 1041 60Вт 6500К 1195х595 пр. IEK","шт","Заказная","ГОФРОКОРОБ",4,1,1,13082.36,10901.966666666,8372.7103999999999,6977.2586666666666]
[null,"LTP-DVO1-1001-30-30-K01","PRO Светильник ДВО 1001 30Вт 3000К оп. IEK","шт","Заказная","ГОФРОКОРОБ",4,1,1,6680.93,5567.4416666659999,4275.7951999999996,3563.1626666666666]
[null,"LTP-DVO1-1001-30-40-K01","PRO Светильник ДВО 1001 30Вт 4000К оп. IEK","шт",null,"ГОФРОКОРОБ",4,1,1,6680.93,5567.4416666659999,4275.7951999999996,3563.1626666666666]
[null,"LTP-DVO1-1001-30-50-K01","PRO Светильник ДВО 1001 30Вт 5000К оп. IEK","шт","Заказная","ГОФРОКОРОБ",4,1,1,6680.93,5567.4416666659999,4275.7951999999996,3563.1626666666666]
[null,"LTP-DVO1-1001-30-65-K01","PRO Светильник ДВО 1001 30Вт 6500К оп. IEK","шт",null,"ГОФРОКОРОБ",4,1,1,6680.93,5567.4416666659999,4275.7951999999996,3563.1626666666666]
[null,"LTP-DVO1-1001-40-30-K01","PRO Светильник ДВО 1001 40Вт 3000К оп. IEK","шт","Заказная","ГОФРОКОРОБ",4,1,1,7288.62,6073.85,4664.7168000000001,3887.2640000000001]
[null,"LTP-DVO1-1001-40-40-K01","PRO Светильник ДВО 1001 40Вт 4000К оп. IEK","шт",null,"ГОФРОКОРОБ",4,1,1,7288.62,6073.85,4664.7168000000001,3887.2640000000001]
[null,"LTP-DVO1-1001-40-50-K01","PRO Светильник ДВО 1001 40Вт 5000К оп. IEK","шт","Заказная","ГОФРОКОРОБ",4,1,1,7288.62,6073.85,4664.7168000000001,3887.2640000000001]
[null,"LTP-DVO1-1001-40-65-K01","PRO Светильник ДВО 1001 40Вт 6500К оп. IEK","шт",null,"ГОФРОКОРОБ",4,1,1,7288.62,6073.85,4664.7168000000001,3887.2640000000001]
[null,"LTP-DVO1-1001-45-30-K01","PRO Светильник ДВО 1001 45Вт 3000К оп. IEK","шт","Заказная","ГОФРОКОРОБ",4,1,1,7765.87,6471.5583333329996,4970.1567999999997,4141.797333333333]
[null,"LTP-DVO1-1001-45-40-K01","PRO Светильник ДВО 1001 45Вт 4000К оп. IEK","шт",null,"ГОФРОКОРОБ",4,1,1,7765.87,6471.5583333329996,4970.1567999999997,4141.797333333333]
[null,"LTP-DVO1-1001-45-50-K01","PRO Светильник ДВО 1001 45Вт 5000К оп. IEK","шт","Заказная","ГОФРОКОРОБ",4,1,1,7765.87,6471.5583333329996,4970.1567999999997,4141.797333333333]
[null,"LTP-DVO1-1001-45-65-K01","PRO Светильник ДВО 1001 45Вт 6500К оп. IEK","шт","Заказная","ГОФРОКОРОБ",4,1,1,7765.87,6471.5583333329996,4970.1567999999997,4141.797333333333]
[null,"LTP-DVO1-1002-30-40-K01","PRO Светильник ДВО 1002 30Вт 4000К Ra>90 оп. IEK","шт",null,"ГОФРОКОРОБ",4,1,1,7349.03,6124.1916666659999,4703.3792000000003,3919.4826666666668]
[null,"LTP-DVO1-1002-40-40-K01","PRO Светильник ДВО 1002 40Вт 4000К Ra>90 оп. IEK","шт",null,"ГОФРОКОРОБ",4,1,1,8017.48,6681.2333333329998,5131.1872000000003,4275.989333333333]
[null,"LTP-DVO1-1041-60-30-K01","PRO Светильник ДВО 1041 60Вт 3000К 1195х595 оп. IEK","шт","Заказная","ГОФРОКОРОБ",4,1,1,13082.36,10901.966666666,8372.7103999999999,6977.2586666666666]
[null,"LTP-DVO1-1041-60-40-K01","PRO Светильник ДВО 1041 60Вт 4000К 1195х595 оп. IEK","шт",null,"ГОФРОКОРОБ",4,1,1,13082.36,10901.966666666,8372.7103999999999,6977.2586666666666]
[null,"LTP-DVO1-1041-60-50-K01","PRO Светильник ДВО 1041 60Вт 5000К 1195х595 оп. IEK","шт","Заказная","ГОФРОКОРОБ",4,1,1,13082.36,10901.966666666,8372.7103999999999,6977.2586666666666]
[null,"LTP-DVO1-1041-60-65-K01","PRO Светильник ДВО 1041 60Вт 6500К 1195х595 оп. IEK","шт","Заказная","ГОФРОКОРОБ",4,1,1,13082.36,10901.966666666,8372.7103999999999,6977.2586666666666]
[null,"LTP-DVO2-1001-30-30-K01","PRO Светильник ДВО 1001 30Вт 3000К мпр. IEK","шт","Заказная","ГОФРОКОРОБ",4,1,1,6680.93,5567.4416666659999,4275.7951999999996,3563.1626666666666]
[null,"LTP-DVO2-1001-30-40-K01","PRO Светильник ДВО 1001 30Вт 4000К мпр. IEK","шт",null,"ГОФРОКОРОБ",4,1,1,6680.93,5567.4416666659999,4275.7951999999996,3563.1626666666666]
[null,"LTP-DVO2-1001-30-50-K01","PRO Светильник ДВО 1001 30Вт 5000К мпр. IEK","шт","Заказная","ГОФРОКОРОБ",4,1,1,6680.93,5567.4416666659999,4275.7951999999996,3563.1626666666666]
[null,"LTP-DVO2-1001-30-65-K01","PRO Светильник ДВО 1001 30Вт 6500К мпр. IEK","шт","Заказная","ГОФРОКОРОБ",4,1,1,6680.93,5567.4416666659999,4275.7951999999996,3563.1626666666666]
[null,"LTP-DVO2-1001-40-30-K01","PRO Светильник ДВО 1001 40Вт 3000К мпр. IEK","шт","Заказная","ГОФРОКОРОБ",4,1,1,7288.62,6073.85,4664.7168000000001,3887.2640000000001]
[null,"LTP-DVO2-1001-40-40-K01","PRO Светильник ДВО 1001 40Вт 4000К мпр. IEK","шт",null,"ГОФРОКОРОБ",4,1,1,7288.62,6073.85,4664.7168000000001,3887.2640000000001]
[null,"LTP-DVO2-1001-40-50-K01","PRO Светильник ДВО 1001 40Вт 5000К мпр. IEK","шт","Заказная","ГОФРОКОРОБ",4,1,1,7288.62,6073.85,4664.7168000000001,3887.2640000000001]
[null,"LTP-DVO2-1001-40-65-K01","PRO Светильник ДВО 1001 40Вт 6500К мпр. IEK","шт","Заказная","ГОФРОКОРОБ",4,1,1,7288.62,6073.85,4664.7168000000001,3887.2640000000001]
[null,"LTP-DVO2-1001-45-30-K01","PRO Светильник ДВО 1001 45Вт 3000К мпр. IEK","шт","Заказная","ГОФРОКОРОБ",4,1,1,7765.87,6471.5583333329996,4970.1567999999997,4141.797333333333]
[null,"LTP-DVO2-1001-45-40-K01","PRO Светильник ДВО 1001 45Вт 4000К мпр. IEK","шт",null,"ГОФРОКОРОБ",4,1,1,7765.87,6471.5583333329996,4970.1567999999997,4141.797333333333]
[null,"LTP-DVO2-1001-45-50-K01","PRO Светильник ДВО 1001 45Вт 5000К мпр. IEK","шт","Заказная","ГОФРОКОРОБ",4,1,1,7765.87,6471.5583333329996,4970.1567999999997,4141.797333333333]
[null,"LTP-DVO2-1001-45-65-K01","PRO Светильник ДВО 1001 45Вт 6500К мпр. IEK","шт",null,"ГОФРОКОРОБ",4,1,1,7765.87,6471.5583333329996,4970.1567999999997,4141.797333333333]
[null,"LTP-DVO2-1002-30-40-K01","PRO Светильник ДВО 1002 30Вт 4000К Ra>90 мпр. IEK","шт","Заказная","ГОФРОКОРОБ",4,1,1,7349.03,6124.1916666659999,4703.3792000000003,3919.4826666666668]
[null,"LTP-DVO2-1002-40-40-K01","PRO Светильник ДВО 1002 40Вт 4000К Ra>90 мпр. IEK","шт","Заказная","ГОФРОКОРОБ",4,1,1,8017.48,6681.2333333329998,5131.1872000000003,4275.989333333333]
[null,"LTP-DVO2-1041-60-30-K01","PRO Светильник ДВО 1041 60Вт 3000К 1195х595 мпр. IEK","шт","Заказная","ГОФРОКОРОБ",4,1,1,13082.36,10901.966666666,8372.7103999999999,6977.2586666666666]
[null,"LTP-DVO2-1041-60-40-K01","PRO Светильник ДВО 1041 60Вт 4000К 1195х595 мпр. IEK","шт","Заказная","ГОФРОКОРОБ",4,1,1,13082.36,10901.966666666,8372.7103999999999,6977.2586666666666]
[null,"LTP-DVO2-1041-60-50-K01","PRO Светильник ДВО 1041 60Вт 5000К 1195х595 мпр. IEK","шт","Заказная","ГОФРОКОРОБ",4,1,1,13082.36,10901.966666666,8372.7103999999999,6977.2586666666666]
[null,"LTP-DVO2-1041-60-65-K01","PRO Светильник ДВО 1041 60Вт 6500К 1195х595 мпр. IEK","шт","Заказная","ГОФРОКОРОБ",4,1,1,13082.36,10901.966666666,8372.7103999999999,6977.2586666666666]
["10.10.02.01.01.02.01 Панели светодиодные Standart"]
[null,"LTP-DVO0-1201-30-30-K01","PRO Светильник ДВО 1201 30Вт 3000К IP54 пр. IEK","шт","Заказная","ГОФРОКОРОБ",4,1,1,11285.38,9404.4833333330007,7222.6432000000004,6018.8693333333331]
[null,"LTP-DVO0-1201-30-40-K01","PRO Светильник ДВО 1201 30Вт 4000К IP54 пр. IEK","шт","Заказная","ГОФРОКОРОБ",4,1,1,11285.38,9404.4833333330007,7222.6432000000004,6018.8693333333331]
[null,"LTP-DVO0-1201-30-50-K01","PRO Светильник ДВО 1201 30Вт 5000К IP54 пр. IEK","шт","Заказная","ГОФРОКОРОБ",4,1,1,11285.38,9404.4833333330007,7222.6432000000004,6018.8693333333331]
[null,"LTP-DVO0-1201-30-65-K01","PRO Светильник ДВО 1201 30Вт 6500К IP54 пр. IEK","шт","Заказная","ГОФРОКОРОБ",4,1,1,11285.38,9404.4833333330007,7222.6432000000004,6018.8693333333331]
[null,"LTP-DVO0-1201-40-30-K01","PRO Светильник ДВО 1201 40Вт 3000К IP54 пр. IEK","шт","Заказная","ГОФРОКОРОБ",4,1,1,12301.06,10250.883333333,7872.6783999999998,6560.565333333333]
[null,"LTP-DVO0-1201-40-40-K01","PRO Светильник ДВО 1201 40Вт 4000К IP54 пр. IEK","шт","Заказная","ГОФРОКОРОБ",4,1,1,12301.06,10250.883333333,7872.6783999999998,6560.565333333333]
[null,"LTP-DVO0-1201-40-50-K01","PRO Светильник ДВО 1201 40Вт 5000К IP54 пр. IEK","шт","Заказная","ГОФРОКОРОБ",4,1,1,12301.06,10250.883333333,7872.6783999999998,6560.565333333333]
[null,"LTP-DVO0-1201-40-65-K01","PRO Светильник ДВО 1201 40Вт 6500К IP54 пр. IEK","шт","Заказная","ГОФРОКОРОБ",4,1,1,12301.06,10250.883333333,7872.6783999999998,6560.565333333333]
[null,"LTP-DVO0-1201-45-30-K01","PRO Светильник ДВО 1201 45Вт 3000К IP54 пр. IEK","шт","Заказная","ГОФРОКОРОБ",4,1,1,12793.08,10660.9,8187.5712000000003,6822.9759999999997]
[null,"LTP-DVO0-1201-45-40-K01","PRO Светильник ДВО 1201 45Вт 4000К IP54 пр. IEK","шт","Заказная","ГОФРОКОРОБ",4,1,1,12793.08,10660.9,8187.5712000000003,6822.9759999999997]
[null,"LTP-DVO0-1201-45-50-K01","PRO Светильник ДВО 1201 45Вт 5000К IP54 пр. IEK","шт","Заказная","ГОФРОКОРОБ",4,1,1,12793.08,10660.9,8187.5712000000003,6822.9759999999997]
[null,"LTP-DVO0-1201-45-65-K01","PRO Светильник ДВО 1201 45Вт 6500К IP54 пр. IEK","шт","Заказная","ГОФРОКОРОБ",4,1,1,12793.08,10660.9,8187.5712000000003,6822.9759999999997]
[null,"LTP-DVO0-1202-30-40-K01","PRO Светильник ДВО 1202 30Вт 4000К Ra>90 IP54 пр. IEK","шт","Заказная","ГОФРОКОРОБ",4,1,1,12413.89,10344.908333333,7944.8896000000004,6620.7413333333334]
[null,"LTP-DVO0-1202-40-40-K01","PRO Светильник ДВО 1202 40Вт 4000К Ra>90 IP54 пр. IEK","шт","Заказная","ГОФРОКОРОБ",4,1,1,13531.18,11275.983333333001,8659.9552000000003,7216.6293333333333]
[null,"LTP-DVO1-1202-30-40-K01","PRO Светильник ДВО 1202 30Вт 4000К Ra>90 IP54 оп. IEK","шт",null,"ГОФРОКОРОБ",4,1,1,12413.89,10344.908333333,7944.8896000000004,6620.7413333333334]
[null,"LTP-DVO1-1202-40-40-K01","PRO Светильник ДВО 1202 40Вт 4000К Ra>90 IP54 оп. IEK","шт",null,"ГОФРОКОРОБ",4,1,1,13531.18,11275.983333333001,8659.9552000000003,7216.6293333333333]
[null,"LTP-DVO1-1201-30-30-K01","PRO Светильник ДВО 1201 30Вт 3000К IP54 оп. IEK","шт","Заказная","ГОФРОКОРОБ",4,1,1,11285.38,9404.4833333330007,7222.6432000000004,6018.8693333333331]
[null,"LTP-DVO1-1201-30-40-K01","PRO Светильник ДВО 1201 30Вт 4000К IP54 оп. IEK","шт",null,"ГОФРОКОРОБ",4,1,1,11285.38,9404.4833333330007,7222.6432000000004,6018.8693333333331]
[null,"LTP-DVO1-1201-30-50-K01","PRO Светильник ДВО 1201 30Вт 5000К IP54 оп. IEK","шт","Заказная","ГОФРОКОРОБ",4,1,1,11285.38,9404.4833333330007,7222.6432000000004,6018.8693333333331]
[null,"LTP-DVO1-1201-30-65-K01","PRO Светильник ДВО 1201 30Вт 6500К IP54 оп. IEK","шт",null,"ГОФРОКОРОБ",4,1,1,11285.38,9404.4833333330007]
[null,"LTP-DVO1-1201-40-30-K01","PRO Светильник ДВО 1201 40Вт 3000К IP54 оп. IEK","шт","Заказная","ГОФРОКОРОБ",4,1,1,12301.06,10250.883333333,7872.6783999999998,6560.565333333333]
[null,"LTP-DVO1-1201-40-40-K01","PRO Светильник ДВО 1201 40Вт 4000К IP54 оп. IEK","шт",null,"ГОФРОКОРОБ",4,1,1,12301.06,10250.883333333,7872.6783999999998,6560.565333333333]
[null,"LTP-DVO1-1201-40-50-K01","PRO Светильник ДВО 1201 40Вт 5000К IP54 оп. IEK","шт",null,"ГОФРОКОРОБ",4,1,1,12301.06,10250.883333333,7872.6783999999998,6560.565333333333]
[null,"LTP-DVO1-1201-40-65-K01","PRO Светильник ДВО 1201 40Вт 6500К IP54 оп. IEK","шт",null,"ГОФРОКОРОБ",4,1,1,12301.06,10250.883333333,7872.6783999999998,6560.565333333333]
[null,"LTP-DVO1-1201-45-30-K01","PRO Светильник ДВО 1201 45Вт 3000К IP54 оп. IEK","шт","Заказная","ГОФРОКОРОБ",4,1,1,12793.08,10660.9,8187.5712000000003,6822.9759999999997]
[null,"LTP-DVO1-1201-45-40-K01","PRO Светильник ДВО 1201 45Вт 4000К IP54 оп. IEK","шт",null,"ГОФРОКОРОБ",4,1,1,12793.08,10660.9,8187.5712000000003,6822.9759999999997]
[null,"LTP-DVO1-1201-45-50-K01","PRO Светильник ДВО 1201 45Вт 5000К IP54 оп. IEK","шт","Заказная","ГОФРОКОРОБ",4,1,1,12793.08,10660.9,8187.5712000000003,6822.9759999999997]
[null,"LTP-DVO1-1201-45-65-K01","PRO Светильник ДВО 1201 45Вт 6500К IP54 оп. IEK","шт","Заказная","ГОФРОКОРОБ",4,1,1,12793.08,10660.9,8187.5712000000003,6822.9759999999997]
[null,"LTP-DVO2-1201-30-30-K01","PRO Светильник ДВО 1201 30Вт 3000К IP54 мпр. IEK","шт","Заказная","ГОФРОКОРОБ",4,1,1,11285.38,9404.4833333330007,7222.6432000000004,6018.8693333333331]
[null,"LTP-DVO2-1201-30-40-K01","PRO Светильник ДВО 1201 30Вт 4000К IP54 мпр. IEK","шт","Заказная","ГОФРОКОРОБ",4,1,1,11285.38,9404.4833333330007,7222.6432000000004,6018.8693333333331]
[null,"LTP-DVO2-1201-30-50-K01","PRO Светильник ДВО 1201 30Вт 5000К IP54 мпр. IEK","шт","Заказная","ГОФРОКОРОБ",4,1,1,11285.38,9404.4833333330007,7222.6432000000004,6018.8693333333331]
[null,"LTP-DVO2-1201-30-65-K01","PRO Светильник ДВО 1201 30Вт 6500К IP54 мпр. IEK","шт","Заказная","ГОФРОКОРОБ",4,1,1,11285.38,9404.4833333330007,7222.6432000000004,6018.8693333333331]
[null,"LTP-DVO2-1201-40-30-K01","PRO Светильник ДВО 1201 40Вт 3000К IP54 мпр. IEK","шт","Заказная","ГОФРОКОРОБ",4,1,1,12301.06,10250.883333333,7872.6783999999998,6560.565333333333]
[null,"LTP-DVO2-1201-40-40-K01","PRO Светильник ДВО 1201 40Вт 4000К IP54 мпр. IEK","шт","Заказная","ГОФРОКОРОБ",4,1,1,12301.06,10250.883333333,7872.6783999999998,6560.565333333333]
[null,"LTP-DVO2-1201-40-50-K01","PRO Светильник ДВО 1201 40Вт 5000К IP54 мпр. IEK","шт","Заказная","ГОФРОКОРОБ",4,1,1,12301.06,10250.883333333,7872.6783999999998,6560.565333333333]
[null,"LTP-DVO2-1201-40-65-K01","PRO Светильник ДВО 1201 40Вт 6500К IP54 мпр. IEK","шт","Заказная","ГОФРОКОРОБ",4,1,1,12301.06,10250.883333333,7872.6783999999998,6560.565333333333]
[null,"LTP-DVO2-1201-45-30-K01","PRO Светильник ДВО 1201 45Вт 3000К IP54 мпр. IEK","шт","Заказная","ГОФРОКОРОБ",4,1,1,12793.08,10660.9,8187.5712000000003,6822.9759999999997]
[null,"LTP-DVO2-1201-45-40-K01","PRO Светильник ДВО 1201 45Вт 4000К IP54 мпр. IEK","шт","Заказная","ГОФРОКОРОБ",4,1,1,12793.08,10660.9,8187.5712000000003,6822.9759999999997]
[null,"LTP-DVO2-1201-45-50-K01","PRO Светильник ДВО 1201 45Вт 5000К IP54 мпр. IEK","шт","Заказная","ГОФРОКОРОБ",4,1,1,12793.08,10660.9,8187.5712000000003,6822.9759999999997]
[null,"LTP-DVO2-1201-45-65-K01","PRO Светильник ДВО 1201 45Вт 6500К IP54 мпр. IEK","шт","Заказная","ГОФРОКОРОБ",4,1,1,12793.08,10660.9,8187.5712000000003,6822.9759999999997]
[null,"LTP-DVO2-1202-30-40-K01","PRO Светильник ДВО 1202 30Вт 4000К Ra>90 IP54 мпр. IEK","шт","Заказная","ГОФРОКОРОБ",4,1,1,12413.89,10344.908333333,7944.8896000000004,6620.7413333333334]
[null,"LTP-DVO2-1202-40-40-K01","PRO Светильник ДВО 1202 40Вт 4000К Ra>90 IP54 мпр. IEK","шт","Заказная","ГОФРОКОРОБ",4,1,1,13531.18,11275.983333333001,8659.9552000000003,7216.6293333333333]
["10.10.02.01.02.01.01 Панели светодиодные Standart"]
[null,"LTP-DVO1-1101-30-40-K01","PRO Светильник ДВО 1101 30Вт 4000К оп. р/з IEK","шт","Заказная","ГОФРОКОРОБ",4,1,1,18731.75,15609.791666666,11988.32,9990.2666666666664]
[null,"LTP-DVO1-1101-30-50-K01","PRO Светильник ДВО 1101 30Вт 5000К оп. р/з IEK","шт","Заказная","ГОФРОКОРОБ",4,1,1,18731.75,15609.791666666,11988.32,9990.2666666666664]
[null,"LTP-DVO1-1101-30-65-K01","PRO Светильник ДВО 1101 30Вт 6500К оп. р/з IEK","шт","Заказная","ГОФРОКОРОБ",4,1,1,18731.75,15609.791666666,11988.32,9990.2666666666664]
["10.10.02.02.01.01.01 Панели светодиодные Standart"]
[null,"LTP-DVO2-1001A-30-30-K01","PRO Светильник ДВО 1001A 30Вт 3000К мпр. БАП 3ч IEK","шт","Заказная","ГОФРОКОРОБ",4,1,1,15846.91,13205.758333333,10142.0224,8451.6853333333329]
[null,"LTP-DVO2-1001A-30-40-K01","PRO Светильник ДВО 1001A 30Вт 4000К мпр. БАП 3ч IEK","шт","Заказная","ГОФРОКОРОБ",4,1,1,15846.91,13205.758333333,10142.0224,8451.6853333333329]
[null,"LTP-DVO2-1001A-30-50-K01","PRO Светильник ДВО 1001A 30Вт 5000К мпр. БАП 3ч IEK","шт","Заказная","ГОФРОКОРОБ",4,1,1,15846.91,13205.758333333,10142.0224,8451.6853333333329]
[null,"LTP-DVO2-1001A-30-65-K01","PRO Светильник ДВО 1001A 30Вт 6500К мпр. БАП 3ч IEK","шт","Заказная","ГОФРОКОРОБ",4,1,1,15846.91,13205.758333333,10142.0224,8451.6853333333329]
[null,"LTP-DVO2-1001A-40-30-K01","PRO Светильник ДВО 1001A 40Вт 3000К мпр. БАП 3ч IEK","шт","Заказная","ГОФРОКОРОБ",4,1,1,17288.32,14406.933333333,11064.524799999999,9220.4373333333333]
[null,"LTP-DVO2-1001A-40-40-K01","PRO Светильник ДВО 1001A 40Вт 4000К мпр. БАП 3ч IEK","шт","Заказная","ГОФРОКОРОБ",4,1,1,17288.32,14406.933333333,11064.524799999999,9220.4373333333333]
[null,"LTP-DVO2-1001A-40-50-K01","PRO Светильник ДВО 1001A 40Вт 5000К мпр. БАП 3ч IEK","шт","Заказная","ГОФРОКОРОБ",4,1,1,17288.32,14406.933333333,11064.524799999999,9220.4373333333333]
[null,"LTP-DVO2-1001A-40-65-K01","PRO Светильник ДВО 1001A 40Вт 6500К мпр. БАП 3ч IEK","шт","Заказная","ГОФРОКОРОБ",4,1,1,17288.32,14406.933333333,11064.524799999999,9220.4373333333333]
[null,"LTP-DVO2-1001A-45-30-K01","PRO Светильник ДВО 1001A 45Вт 3000К мпр. БАП 3ч IEK","шт","Заказная","ГОФРОКОРОБ",4,1,1,18420.34,15350.283333333,11789.017599999999,9824.1813333333339]
[null,"LTP-DVO2-1001A-45-40-K01","PRO Светильник ДВО 1001A 45Вт 4000К мпр. БАП 3ч IEK","шт","Заказная","ГОФРОКОРОБ",4,1,1,18420.34,15350.283333333,11789.017599999999,9824.1813333333339]
[null,"LTP-DVO2-1001A-45-50-K01","PRO Светильник ДВО 1001A 45Вт 5000К мпр. БАП 3ч IEK","шт","Заказная","ГОФРОКОРОБ",4,1,1,18420.34,15350.283333333,11789.017599999999,9824.1813333333339]
[null,"LTP-DVO2-1001A-45-65-K01","PRO Светильник ДВО 1001A 45Вт 6500К мпр. БАП 3ч IEK","шт","Заказная","ГОФРОКОРОБ",4,1,1,18420.34,15350.283333333,11789.017599999999,9824.1813333333339]
[null,"LTP-DVO2-1002A-30-40-K01","PRO Светильник ДВО 1002A 30Вт 4000К Ra>90 мпр. IEK","шт",null,"ГОФРОКОРОБ",4,1,1,17270.21,14391.841666666,11052.9344,9210.778666666667]
[null,"LTP-DVO2-1002A-40-40-K01","PRO Светильник ДВО 1002A 40Вт 4000К Ra>90 мпр. IEK","шт","Заказная","ГОФРОКОРОБ",4,1,1,18841.07,15700.891666666001,12058.284799999999,10048.570666666667]
[null,"LTP-DVO1-1001A-30-30-K01","PRO Светильник ДВО 1001A 30Вт 3000К оп. БАП 3ч IEK","шт","Заказная","ГОФРОКОРОБ",4,1,1,15846.91,13205.758333333,10142.0224,8451.6853333333329]
[null,"LTP-DVO1-1001A-30-40-K01","PRO Светильник ДВО 1001A 30Вт 4000К оп. БАП 3ч IEK","шт",null,"ГОФРОКОРОБ",4,1,1,15846.91,13205.758333333,10142.0224,8451.6853333333329]
[null,"LTP-DVO1-1001A-30-50-K01","PRO Светильник ДВО 1001A 30Вт 5000К оп. БАП 3ч IEK","шт","Заказная","ГОФРОКОРОБ",4,1,1,15846.91,13205.758333333,10142.0224,8451.6853333333329]
[null,"LTP-DVO1-1001A-30-65-K01","PRO Светильник ДВО 1001A 30Вт 6500К оп. БАП 3ч IEK","шт","Заказная","ГОФРОКОРОБ",4,1,1,15846.91,13205.758333333,10142.0224,8451.6853333333329]
[null,"LTP-DVO1-1001A-40-30-K01","PRO Светильник ДВО 1001A 40Вт 3000К оп. БАП 3ч IEK","шт","Заказная","ГОФРОКОРОБ",4,1,1,17288.32,14406.933333333,11064.524799999999,9220.4373333333333]
[null,"LTP-DVO1-1001A-40-40-K01","PRO Светильник ДВО 1001A 40Вт 4000К оп. БАП 3ч IEK","шт",null,"ГОФРОКОРОБ",4,1,1,17288.32,14406.933333333,11064.524799999999,9220.4373333333333]
[null,"LTP-DVO1-1001A-40-50-K01","PRO Светильник ДВО 1001A 40Вт 5000К оп. БАП 3ч IEK","шт","Заказная","ГОФРОКОРОБ",4,1,1,17288.32,14406.933333333,11064.524799999999,9220.4373333333333]
[null,"LTP-DVO1-1001A-40-65-K01","PRO Светильник ДВО 1001A 40Вт 6500К оп. БАП 3ч IEK","шт","Заказная","ГОФРОКОРОБ",4,1,1,17288.32,14406.933333333,11064.524799999999,9220.4373333333333]
[null,"LTP-DVO1-1001A-45-30-K01","PRO Светильник ДВО 1001A 45Вт 3000К оп. БАП 3ч IEK","шт","Заказная","ГОФРОКОРОБ",4,1,1,18420.34,15350.283333333,11789.017599999999,9824.1813333333339]
[null,"LTP-DVO1-1001A-45-40-K01","PRO Светильник ДВО 1001A 45Вт 4000К оп. БАП 3ч IEK","шт","Заказная","ГОФРОКОРОБ",4,1,1,18420.34,15350.283333333,11789.017599999999,9824.1813333333339]
[null,"LTP-DVO1-1001A-45-50-K01","PRO Светильник ДВО 1001A 45Вт 5000К оп. БАП 3ч IEK","шт","Заказная","ГОФРОКОРОБ",4,1,1,18420.34,15350.283333333,11789.017599999999,9824.1813333333339]
[null,"LTP-DVO1-1001A-45-65-K01","PRO Светильник ДВО 1001A 45Вт 6500К оп. БАП 3ч IEK","шт","Заказная","ГОФРОКОРОБ",4,1,1,18420.34,15350.283333333,11789.017599999999,9824.1813333333339]
[null,"LTP-DVO1-1002A-30-40-K01","PRO Светильник ДВО 1002A 30Вт 4000К Ra>90 оп. IEK","шт",null,"ГОФРОКОРОБ",4,1,1,17270.21,14391.841666666,11052.9344,9210.778666666667]
[null,"LTP-DVO1-1002A-40-40-K01","PRO Светильник ДВО 1002A 40Вт 4000К Ra>90 оп. IEK","шт","Заказная","ГОФРОКОРОБ",4,1,1,18841.07,15700.891666666001,12058.284799999999,10048.570666666667]
[null,"LTP-DVO0-1001A-30-30-K01","PRO Светильник ДВО 1001A 30Вт 3000К пр. БАП 3ч IEK","шт","Заказная","ГОФРОКОРОБ",4,1,1,15846.91,13205.758333333,10142.0224,8451.6853333333329]
[null,"LTP-DVO0-1001A-30-50-K01","PRO Светильник ДВО 1001A 30Вт 5000К пр. БАП 3ч IEK","шт","Заказная","ГОФРОКОРОБ",4,1,1,15846.91,13205.758333333,10142.0224,8451.6853333333329]
[null,"LTP-DVO0-1001A-30-65-K01","PRO Светильник ДВО 1001A 30Вт 6500К пр. БАП 3ч IEK","шт","Заказная","ГОФРОКОРОБ",4,1,1,15846.91,13205.758333333,10142.0224,8451.6853333333329]
[null,"LTP-DVO0-1001A-40-30-K01","PRO Светильник ДВО 1001A 40Вт 3000К пр. БАП 3ч IEK","шт","Заказная","ГОФРОКОРОБ",4,1,1,17288.32,14406.933333333,11064.524799999999,9220.4373333333333]
[null,"LTP-DVO0-1001A-40-40-K01","PRO Светильник ДВО 1001A 40Вт 4000К пр. БАП 3ч IEK","шт","Заказная","ГОФРОКОРОБ",4,1,1,17288.32,14406.933333333,11064.524799999999,9220.4373333333333]
[null,"LTP-DVO0-1001A-40-50-K01","PRO Светильник ДВО 1001A 40Вт 5000К пр. БАП 3ч IEK","шт","Заказная","ГОФРОКОРОБ",4,1,1,17288.32,14406.933333333,11064.524799999999,9220.4373333333333]
[null,"LTP-DVO0-1001A-40-65-K01","PRO Светильник ДВО 1001A 40Вт 6500К пр. БАП 3ч IEK","шт","Заказная","ГОФРОКОРОБ",4,1,1,17288.32,14406.933333333,11064.524799999999,9220.4373333333333]
[null,"LTP-DVO0-1001A-45-30-K01","PRO Светильник ДВО 1001A 45Вт 3000К пр. БАП 3ч IEK","шт","Заказная","ГОФРОКОРОБ",4,1,1,18420.34,15350.283333333,11789.017599999999,9824.1813333333339]
[null,"LTP-DVO0-1001A-45-40-K01","PRO Светильник ДВО 1001A 45Вт 4000К пр. БАП 3ч IEK","шт","Заказная","ГОФРОКОРОБ",4,1,1,18420.34,15350.283333333,11789.017599999999,9824.1813333333339]
[null,"LTP-DVO0-1001A-45-50-K01","PRO Светильник ДВО 1001A 45Вт 5000К пр. БАП 3ч IEK","шт","Заказная","ГОФРОКОРОБ",4,1,1,18420.34,15350.283333333,11789.017599999999,9824.1813333333339]
[null,"LTP-DVO0-1001A-45-65-K01","PRO Светильник ДВО 1001A 45Вт 6500К пр. БАП 3ч IEK","шт","Заказная","ГОФРОКОРОБ",4,1,1,18420.34,15350.283333333,11789.017599999999,9824.1813333333339]
[null,"LTP-DVO0-1002A-30-40-K01","PRO Светильник ДВО 1002A 30Вт 4000К Ra>90 пр. IEK","шт","Заказная","ГОФРОКОРОБ",4,1,1,17270.21,14391.841666666,11052.9344,9210.778666666667]
[null,"LTP-DVO0-1002A-40-40-K01","PRO Светильник ДВО 1002A 40Вт 4000К Ra>90 пр. IEK","шт","Заказная","ГОФРОКОРОБ",4,1,1,18841.07,15700.891666666001,12058.284799999999,10048.570666666667]
[null,"LTP-DVO0-1001A-30-40-K01","PRO Светильник ДВО 1001A 30Вт 4000К пр. БАП 3ч IEK","шт","Заказная","ГОФРОКОРОБ",4,1,1,15846.91,13205.758333333,10142.0224,8451.6853333333329]
[null,"LTP-DVO1-1081A-30-40-K01","PRO Светильник ДВО 1081A 30Вт 4000К 1195х295 оп. БАП 3ч IEK","шт","Заказная","ГОФРОКОРОБ",4,1,1,16000,13333.333333332999,10240,8533.3333333333339]
["10.10.02.02.01.02.01 Панели светодиодные Standart"]
[null,"LTP-DVO1-1201A-30-30-K01","PRO Светильник ДВО 1201A 30Вт 3000К IP54 оп. БАП 3ч IEK","шт","Заказная","ГОФРОКОРОБ",4,1,1,21293.14,17744.283333333002,13627.6096,11356.341333333334]
[null,"LTP-DVO1-1201A-30-40-K01","PRO Светильник ДВО 1201A 30Вт 4000К IP54 оп. БАП 3ч IEK","шт",null,"ГОФРОКОРОБ",4,1,1,21293.14,17744.283333333002,13627.6096,11356.341333333334]
[null,"LTP-DVO1-1201A-30-50-K01","PRO Светильник ДВО 1201A 30Вт 5000К IP54 оп. БАП 3ч IEK","шт","Заказная","ГОФРОКОРОБ",4,1,1,21293.14,17744.283333333002,13627.6096,11356.341333333334]
[null,"LTP-DVO1-1201A-30-65-K01","PRO Светильник ДВО 1201A 30Вт 6500К IP54 оп. БАП 3ч IEK","шт","Заказная","ГОФРОКОРОБ",4,1,1,21293.14,17744.283333333002,13627.6096,11356.341333333334]
[null,"LTP-DVO1-1201A-40-30-K01","PRO Светильник ДВО 1201A 40Вт 3000К IP54 оп. БАП 3ч IEK","шт","Заказная","ГОФРОКОРОБ",4,1,1,23209.51,19341.258333333,14854.0864,12378.405333333334]
[null,"LTP-DVO1-1201A-40-40-K01","PRO Светильник ДВО 1201A 40Вт 4000К IP54 оп. БАП 3ч IEK","шт","Заказная","ГОФРОКОРОБ",4,1,1,23209.51,19341.258333333,14854.0864,12378.405333333334]
[null,"LTP-DVO1-1201A-40-50-K01","PRO Светильник ДВО 1201A 40Вт 5000К IP54 оп. БАП 3ч IEK","шт","Заказная","ГОФРОКОРОБ",4,1,1,23209.51,19341.258333333,14854.0864,12378.405333333334]
[null,"LTP-DVO1-1201A-40-65-K01","PRO Светильник ДВО 1201A 40Вт 6500К IP54 оп. БАП 3ч IEK","шт","Заказная","ГОФРОКОРОБ",4,1,1,23209.51,19341.258333333,14854.0864,12378.405333333334]
[null,"LTP-DVO1-1201A-45-30-K01","PRO Светильник ДВО 1201A 45Вт 3000К IP54 оп. БАП 3ч IEK","шт","Заказная","ГОФРОКОРОБ",4,1,1,24137.89,20114.908333333002,15448.249599999999,12873.541333333333]
[null,"LTP-DVO1-1201A-45-40-K01","PRO Светильник ДВО 1201A 45Вт 4000К IP54 оп. БАП 3ч IEK","шт","Заказная","ГОФРОКОРОБ",4,1,1,24137.89,20114.908333333002,15448.249599999999,12873.541333333333]
[null,"LTP-DVO1-1201A-45-50-K01","PRO Светильник ДВО 1201A 45Вт 5000К IP54 оп. БАП 3ч IEK","шт","Заказная","ГОФРОКОРОБ",4,1,1,24137.89,20114.908333333002,15448.249599999999,12873.541333333333]
[null,"LTP-DVO1-1201A-45-65-K01","PRO Светильник ДВО 1201A 45Вт 6500К IP54 оп. БАП 3ч IEK","шт","Заказная","ГОФРОКОРОБ",4,1,1,24137.89,20114.908333333002,15448.249599999999,12873.541333333333]
[null,"LTP-DVO0-1201A-30-30-K01","PRO Светильник ДВО 1201A 30Вт 3000К IP54 пр. БАП 3ч IEK","шт","Заказная","ГОФРОКОРОБ",4,1,1,21293.14,17744.283333333002,13627.6096,11356.341333333334]
[null,"LTP-DVO0-1201A-30-40-K01","PRO Светильник ДВО 1201A 30Вт 4000К IP54 пр. БАП 3ч IEK","шт","Заказная","ГОФРОКОРОБ",4,1,1,21293.14,17744.283333333002,13627.6096,11356.341333333334]
[null,"LTP-DVO0-1201A-30-50-K01","PRO Светильник ДВО 1201A 30Вт 5000К IP54 пр. БАП 3ч IEK","шт","Заказная","ГОФРОКОРОБ",4,1,1,21293.14,17744.283333333002,13627.6096,11356.341333333334]
[null,"LTP-DVO0-1201A-30-65-K01","PRO Светильник ДВО 1201A 30Вт 6500К IP54 пр. БАП 3ч IEK","шт","Заказная","ГОФРОКОРОБ",4,1,1,21293.14,17744.283333333002,13627.6096,11356.341333333334]
[null,"LTP-DVO0-1201A-40-30-K01","PRO Светильник ДВО 1201A 40Вт 3000К IP54 пр. БАП 3ч IEK","шт","Заказная","ГОФРОКОРОБ",4,1,1,23209.51,19341.258333333,14854.0864,12378.405333333334]
[null,"LTP-DVO0-1201A-40-40-K01","PRO Светильник ДВО 1201A 40Вт 4000К IP54 пр. БАП 3ч IEK","шт","Заказная","ГОФРОКОРОБ",4,1,1,23209.51,19341.258333333,14854.0864,12378.405333333334]
[null,"LTP-DVO0-1201A-40-50-K01","PRO Светильник ДВО 1201A 40Вт 5000К IP54 пр. БАП 3ч IEK","шт","Заказная","ГОФРОКОРОБ",4,1,1,23209.51,19341.258333333,14854.0864,12378.405333333334]
[null,"LTP-DVO0-1201A-40-65-K01","PRO Светильник ДВО 1201A 40Вт 6500К IP54 пр. БАП 3ч IEK","шт","Заказная","ГОФРОКОРОБ",4,1,1,23209.51,19341.258333333,14854.0864,12378.405333333334]
[null,"LTP-DVO0-1201A-45-30-K01","PRO Светильник ДВО 1201A 45Вт 3000К IP54 пр. БАП 3ч IEK","шт","Заказная","ГОФРОКОРОБ",4,1,1,24137.89,20114.908333333002,15448.249599999999,12873.541333333333]
[null,"LTP-DVO0-1201A-45-40-K01","PRO Светильник ДВО 1201A 45Вт 4000К IP54 пр. БАП 3ч IEK","шт","Заказная","ГОФРОКОРОБ",4,1,1,24137.89,20114.908333333002,15448.249599999999,12873.541333333333]
[null,"LTP-DVO0-1201A-45-50-K01","PRO Светильник ДВО 1201A 45Вт 5000К IP54 пр. БАП 3ч IEK","шт","Заказная","ГОФРОКОРОБ",4,1,1,24137.89,20114.908333333002,15448.249599999999,12873.541333333333]
[null,"LTP-DVO0-1201A-45-65-K01","PRO Светильник ДВО 1201A 45Вт 6500К IP54 пр. БАП 3ч IEK","шт","Заказная","ГОФРОКОРОБ",4,1,1,24137.89,20114.908333333002,15448.249599999999,12873.541333333333]
[null,"LTP-DVO0-1202A-30-40-K01","PRO Светильник ДВО 1202A 30Вт 4000К Ra>90 IP54 пр БАП 3ч IEK","шт","Заказная","ГОФРОКОРОБ",4,1,1,24827.8,20689.833333333001,15889.791999999999,13241.493333333334]
[null,"LTP-DVO0-1202A-40-40-K01","PRO Светильник ДВО 1202A 40Вт 4000К Ra>90 IP54 пр БАП 3ч IEK","шт","Заказная","ГОФРОКОРОБ",4,1,1,27062.3,22551.916666665998,17319.871999999999,14433.226666666667]
[null,"LTP-DVO1-1202A-30-40-K01","PRO Светильник ДВО 1202A 30Вт 4000К Ra>90 IP54 оп БАП 3ч IEK","шт","Заказная","ГОФРОКОРОБ",4,1,1,24827.8,20689.833333333001,15889.791999999999,13241.493333333334]
[null,"LTP-DVO1-1202A-40-40-K01","PRO Светильник ДВО 1202A 40Вт 4000К Ra>90 IP54 оп БАП 3ч IEK","шт","Заказная","ГОФРОКОРОБ",4,1,1,27062.3,22551.916666665998,17319.871999999999,14433.226666666667]
[null,"LTP-DVO2-1201A-30-30-K01","PRO Светильник ДВО 1201A 30Вт 3000К IP54 мпр. БАП 3ч IEK","шт","Заказная","ГОФРОКОРОБ",4,1,1,21293.14,17744.283333333002,13627.6096,11356.341333333334]
[null,"LTP-DVO2-1201A-30-40-K01","PRO Светильник ДВО 1201A 30Вт 4000К IP54 мпр. БАП 3ч IEK","шт","Заказная","ГОФРОКОРОБ",4,1,1,21293.14,17744.283333333002,13627.6096,11356.341333333334]
[null,"LTP-DVO2-1201A-30-50-K01","PRO Светильник ДВО 1201A 30Вт 5000К IP54 мпр. БАП 3ч IEK","шт","Заказная","ГОФРОКОРОБ",4,1,1,21293.14,17744.283333333002,13627.6096,11356.341333333334]
[null,"LTP-DVO2-1201A-30-65-K01","PRO Светильник ДВО 1201A 30Вт 6500К IP54 мпр. БАП 3ч IEK","шт","Заказная","ГОФРОКОРОБ",4,1,1,21293.14,17744.283333333002,13627.6096,11356.341333333334]
[null,"LTP-DVO2-1201A-40-30-K01","PRO Светильник ДВО 1201A 40Вт 3000К IP54 мпр. БАП 3ч IEK","шт","Заказная","ГОФРОКОРОБ",4,1,1,23209.51,19341.258333333,14854.0864,12378.405333333334]
[null,"LTP-DVO2-1201A-40-40-K01","PRO Светильник ДВО 1201A 40Вт 4000К IP54 мпр. БАП 3ч IEK","шт","Заказная","ГОФРОКОРОБ",4,1,1,23209.51,19341.258333333,14854.0864,12378.405333333334]
[null,"LTP-DVO2-1201A-40-50-K01","PRO Светильник ДВО 1201A 40Вт 5000К IP54 мпр. БАП 3ч IEK","шт","Заказная","ГОФРОКОРОБ",4,1,1,23209.51,19341.258333333,14854.0864,12378.405333333334]
[null,"LTP-DVO2-1201A-40-65-K01","PRO Светильник ДВО 1201A 40Вт 6500К IP54 мпр. БАП 3ч IEK","шт","Заказная","ГОФРОКОРОБ",4,1,1,23209.51,19341.258333333,14854.0864,12378.405333333334]
[null,"LTP-DVO2-1201A-45-30-K01","PRO Светильник ДВО 1201A 45Вт 3000К IP54 мпр. БАП 3ч IEK","шт","Заказная","ГОФРОКОРОБ",4,1,1,24137.89,20114.908333333002,15448.249599999999,12873.541333333333]
[null,"LTP-DVO2-1201A-45-40-K01","PRO Светильник ДВО 1201A 45Вт 4000К IP54 мпр. БАП 3ч IEK","шт","Заказная","ГОФРОКОРОБ",4,1,1,24137.89,20114.908333333002,15448.249599999999,12873.541333333333]
[null,"LTP-DVO2-1201A-45-50-K01","PRO Светильник ДВО 1201A 45Вт 5000К IP54 мпр. БАП 3ч IEK","шт","Заказная","ГОФРОКОРОБ",4,1,1,24137.89,20114.908333333002,15448.249599999999,12873.541333333333]
[null,"LTP-DVO2-1201A-45-65-K01","PRO Светильник ДВО 1201A 45Вт 6500К IP54 мпр. БАП 3ч IEK","шт","Заказная","ГОФРОКОРОБ",4,1,1,24137.89,20114.908333333002,15448.249599999999,12873.541333333333]
[null,"LTP-DVO2-1202A-30-40-K01","PRO Светильник ДВО 1202A 30Вт 4000К Ra>90 IP54 мп БАП 3ч IEK","шт","Заказная","ГОФРОКОРОБ",4,1,1,24827.8,20689.833333333001,15889.791999999999,13241.493333333334]
[null,"LTP-DVO2-1202A-40-40-K01","PRO Светильник ДВО 1202A 40Вт 4000К Ra>90 IP54 мп БАП 3ч IEK","шт","Заказная","ГОФРОКОРОБ",4,1,1,27062.3,22551.916666665998,17319.871999999999,14433.226666666667]
["10.10.02.03.01.01.01 Панели светодиодные Standart"]
[null,"LTP-DVO0-1001D-30-30-K01","PRO Светильник ДВО 1001D 30Вт 3000К пр. Dali IEK","шт","Заказная","ГОФРОКОРОБ",4,1,1,12259.8,10216.5,7846.2719999999999,6538.56]
[null,"LTP-DVO0-1001D-30-40-K01","PRO Светильник ДВО 1001D 30Вт 4000К пр. Dali IEK","шт","Заказная","ГОФРОКОРОБ",4,1,1,12259.8,10216.5,7846.2719999999999,6538.56]
[null,"LTP-DVO0-1001D-30-50-K01","PRO Светильник ДВО 1001D 30Вт 5000К пр. Dali IEK","шт","Заказная","ГОФРОКОРОБ",4,1,1,12259.8,10216.5,7846.2719999999999,6538.56]
[null,"LTP-DVO0-1001D-30-65-K01","PRO Светильник ДВО 1001D 30Вт 6500К пр. Dali IEK","шт","Заказная","ГОФРОКОРОБ",4,1,1,12259.8,10216.5,7846.2719999999999,6538.56]
[null,"LTP-DVO0-1001D-40-30-K01","PRO Светильник ДВО 1001D 40Вт 3000К пр. Dali IEK","шт","Заказная","ГОФРОКОРОБ",4,1,1,13374.96,11145.8,8559.9743999999992,7133.3119999999999]
[null,"LTP-DVO0-1001D-40-40-K01","PRO Светильник ДВО 1001D 40Вт 4000К пр. Dali IEK","шт","Заказная","ГОФРОКОРОБ",4,1,1,13374.96,11145.8,8559.9743999999992,7133.3119999999999]
[null,"LTP-DVO0-1001D-40-50-K01","PRO Светильник ДВО 1001D 40Вт 5000К пр. Dali IEK","шт","Заказная","ГОФРОКОРОБ",4,1,1,13374.96,11145.8,8559.9743999999992,7133.3119999999999]
[null,"LTP-DVO0-1001D-40-65-K01","PRO Светильник ДВО 1001D 40Вт 6500К пр. Dali IEK","шт","Заказная","ГОФРОКОРОБ",4,1,1,13374.96,11145.8,8559.9743999999992,7133.3119999999999]
[null,"LTP-DVO0-1001D-45-30-K01","PRO Светильник ДВО 1001D 45Вт 3000К пр. Dali IEK","шт","Заказная","ГОФРОКОРОБ",4,1,1,14250.72,11875.6,9120.4608000000007,7600.384]
[null,"LTP-DVO0-1001D-45-40-K01","PRO Светильник ДВО 1001D 45Вт 4000К пр. Dali IEK","шт","Заказная","ГОФРОКОРОБ",4,1,1,14250.72,11875.6,9120.4608000000007,7600.384]
[null,"LTP-DVO0-1001D-45-50-K01","PRO Светильник ДВО 1001D 45Вт 5000К пр. Dali IEK","шт","Заказная","ГОФРОКОРОБ",4,1,1,14250.72,11875.6,9120.4608000000007,7600.384]
[null,"LTP-DVO0-1001D-45-65-K01","PRO Светильник ДВО 1001D 45Вт 6500К пр. Dali IEK","шт","Заказная","ГОФРОКОРОБ",4,1,1,14250.72,11875.6,9120.4608000000007,7600.384]
[null,"LTP-DVO0-1002D-30-40-K01","PRO Светильник ДВО 1002D 30Вт 4000К Ra>90 пр. Dali IEK","шт","Заказная","ГОФРОКОРОБ",4,1,1,12012.55,10010.458333332999,7688.0320000000002,6406.6933333333336]
[null,"LTP-DVO0-1002D-40-40-K01","PRO Светильник ДВО 1002D 40Вт 4000К Ra>90 пр. Dali IEK","шт","Заказная","ГОФРОКОРОБ",4,1,1,13105.21,10921.008333333,8387.3343999999997,6989.4453333333331]
[null,"LTP-DVO1-1001D-30-30-K01","PRO Светильник ДВО 1001D 30Вт 3000К оп. Dali IEK","шт","Заказная","ГОФРОКОРОБ",4,1,1,12259.8,10216.5,7846.2719999999999,6538.56]
[null,"LTP-DVO1-1001D-30-40-K01","PRO Светильник ДВО 1001D 30Вт 4000К оп. Dali IEK","шт","Заказная","ГОФРОКОРОБ",4,1,1,12259.8,10216.5,7846.2719999999999,6538.56]
[null,"LTP-DVO1-1001D-30-50-K01","PRO Светильник ДВО 1001D 30Вт 5000К оп. Dali IEK","шт","Заказная","ГОФРОКОРОБ",4,1,1,12259.8,10216.5,7846.2719999999999,6538.56]
[null,"LTP-DVO1-1001D-30-65-K01","PRO Светильник ДВО 1001D 30Вт 6500К оп. Dali IEK","шт","Заказная","ГОФРОКОРОБ",4,1,1,12259.8,10216.5,7846.2719999999999,6538.56]
[null,"LTP-DVO1-1001D-40-30-K01","PRO Светильник ДВО 1001D 40Вт 3000К оп. Dali IEK","шт","Заказная","ГОФРОКОРОБ",4,1,1,13374.96,11145.8,8559.9743999999992,7133.3119999999999]
[null,"LTP-DVO1-1001D-40-40-K01","PRO Светильник ДВО 1001D 40Вт 4000К оп. Dali IEK","шт","Заказная","ГОФРОКОРОБ",4,1,1,13374.96,11145.8,8559.9743999999992,7133.3119999999999]
[null,"LTP-DVO1-1001D-40-50-K01","PRO Светильник ДВО 1001D 40Вт 5000К оп. Dali IEK","шт","Заказная","ГОФРОКОРОБ",4,1,1,13374.96,11145.8,8559.9743999999992,7133.3119999999999]
[null,"LTP-DVO1-1001D-40-65-K01","PRO Светильник ДВО 1001D 40Вт 6500К оп. Dali IEK","шт","Заказная","ГОФРОКОРОБ",4,1,1,13374.96,11145.8,8559.9743999999992,7133.3119999999999]
[null,"LTP-DVO1-1001D-45-30-K01","PRO Светильник ДВО 1001D 45Вт 3000К оп. Dali IEK","шт","Заказная","ГОФРОКОРОБ",4,1,1,14250.72,11875.6,9120.4608000000007,7600.384]
[null,"LTP-DVO1-1001D-45-40-K01","PRO Светильник ДВО 1001D 45Вт 4000К оп. Dali IEK","шт","Заказная","ГОФРОКОРОБ",4,1,1,14250.72,11875.6,9120.4608000000007,7600.384]
[null,"LTP-DVO1-1001D-45-50-K01","PRO Светильник ДВО 1001D 45Вт 5000К оп. Dali IEK","шт","Заказная","ГОФРОКОРОБ",4,1,1,14250.72,11875.6,9120.4608000000007,7600.384]
[null,"LTP-DVO1-1001D-45-65-K01","PRO Светильник ДВО 1001D 45Вт 6500К оп. Dali IEK","шт","Заказная","ГОФРОКОРОБ",4,1,1,14250.72,11875.6,9120.4608000000007,7600.384]
[null,"LTP-DVO1-1002D-30-40-K01","PRO Светильник ДВО 1002D 30Вт 4000К Ra>90 оп. Dali IEK","шт","Заказная","ГОФРОКОРОБ",4,1,1,12012.55,10010.458333332999,7688.0320000000002,6406.6933333333336]
[null,"LTP-DVO1-1002D-40-40-K01","PRO Светильник ДВО 1002D 40Вт 4000К Ra>90 оп. Dali IEK","шт","Заказная","ГОФРОКОРОБ",4,1,1,13105.21,10921.008333333,8387.3343999999997,6989.4453333333331]
[null,"LTP-DVO2-1001D-30-30-K01","PRO Светильник ДВО 1001D 30Вт 3000К мпр. Dali IEK","шт","Заказная","ГОФРОКОРОБ",4,1,1,12259.8,10216.5,7846.2719999999999,6538.56]
[null,"LTP-DVO2-1001D-30-40-K01","PRO Светильник ДВО 1001D 30Вт 4000К мпр. Dali IEK","шт","Заказная","ГОФРОКОРОБ",4,1,1,12259.8,10216.5,7846.2719999999999,6538.56]
[null,"LTP-DVO2-1001D-30-50-K01","PRO Светильник ДВО 1001D 30Вт 5000К мпр. Dali IEK","шт","Заказная","ГОФРОКОРОБ",4,1,1,12259.8,10216.5,7846.2719999999999,6538.56]
[null,"LTP-DVO2-1001D-30-65-K01","PRO Светильник ДВО 1001D 30Вт 6500К мпр. Dali IEK","шт","Заказная","ГОФРОКОРОБ",4,1,1,12259.8,10216.5,7846.2719999999999,6538.56]
[null,"LTP-DVO2-1001D-40-30-K01","PRO Светильник ДВО 1001D 40Вт 3000К мпр. Dali IEK","шт","Заказная","ГОФРОКОРОБ",4,1,1,13374.96,11145.8,8559.9743999999992,7133.3119999999999]
[null,"LTP-DVO2-1001D-40-40-K01","PRO Светильник ДВО 1001D 40Вт 4000К мпр. Dali IEK","шт","Заказная","ГОФРОКОРОБ",4,1,1,13374.96,11145.8,8559.9743999999992,7133.3119999999999]
[null,"LTP-DVO2-1001D-40-50-K01","PRO Светильник ДВО 1001D 40Вт 5000К мпр. Dali IEK","шт","Заказная","ГОФРОКОРОБ",4,1,1,13374.96,11145.8,8559.9743999999992,7133.3119999999999]
[null,"LTP-DVO2-1001D-40-65-K01","PRO Светильник ДВО 1001D 40Вт 6500К мпр. Dali IEK","шт","Заказная","ГОФРОКОРОБ",4,1,1,13374.96,11145.8,8559.9743999999992,7133.3119999999999]
[null,"LTP-DVO2-1001D-45-30-K01","PRO Светильник ДВО 1001D 45Вт 3000К мпр. Dali IEK","шт","Заказная","ГОФРОКОРОБ",4,1,1,14250.72,11875.6,9120.4608000000007,7600.384]
[null,"LTP-DVO2-1001D-45-40-K01","PRO Светильник ДВО 1001D 45Вт 4000К мпр. Dali IEK","шт","Заказная","ГОФРОКОРОБ",4,1,1,14250.72,11875.6,9120.4608000000007,7600.384]
[null,"LTP-DVO2-1001D-45-50-K01","PRO Светильник ДВО 1001D 45Вт 5000К мпр. Dali IEK","шт","Заказная","ГОФРОКОРОБ",4,1,1,14250.72,11875.6,9120.4608000000007,7600.384]
[null,"LTP-DVO2-1001D-45-65-K01","PRO Светильник ДВО 1001D 45Вт 6500К мпр. Dali IEK","шт","Заказная","ГОФРОКОРОБ",4,1,1,14250.72,11875.6,9120.4608000000007,7600.384]
[null,"LTP-DVO2-1002D-30-40-K01","PRO Светильник ДВО 1002D 30Вт 4000К Ra>90 мпр. Dali IEK","шт","Заказная","ГОФРОКОРОБ",4,1,1,12012.55,10010.458333332999,7688.0320000000002,6406.6933333333336]
[null,"LTP-DVO2-1002D-40-40-K01","PRO Светильник ДВО 1002D 40Вт 4000К Ra>90 мпр. Dali IEK","шт","Заказная","ГОФРОКОРОБ",4,1,1,13105.21,10921.008333333,8387.3343999999997,6989.4453333333331]
["10.10.02.03.01.02.01 Панели светодиодные Standart"]
[null,"LTP-DVO0-1201D-30-30-K01","PRO Светильник ДВО 1201D 30Вт 3000К IP54 пр. Dali IEK","шт","Заказная","ГОФРОКОРОБ",4,1,1,20904.55,17420.458333333001,13378.912,11149.093333333334]
[null,"LTP-DVO0-1201D-30-40-K01","PRO Светильник ДВО 1201D 30Вт 4000К IP54 пр. Dali IEK","шт","Заказная","ГОФРОКОРОБ",4,1,1,20904.55,17420.458333333001,13378.912,11149.093333333334]
[null,"LTP-DVO0-1201D-30-50-K01","PRO Светильник ДВО 1201D 30Вт 5000К IP54 пр. Dali IEK","шт","Заказная","ГОФРОКОРОБ",4,1,1,20904.55,17420.458333333001,13378.912,11149.093333333334]
[null,"LTP-DVO0-1201D-30-65-K01","PRO Светильник ДВО 1201D 30Вт 6500К IP54 пр. Dali IEK","шт","Заказная","ГОФРОКОРОБ",4,1,1,20904.55,17420.458333333001,13378.912,11149.093333333334]
[null,"LTP-DVO0-1201D-40-30-K01","PRO Светильник ДВО 1201D 40Вт 3000К IP54 пр. Dali IEK","шт","Заказная","ГОФРОКОРОБ",4,1,1,22785.95,18988.291666665998,14583.008,12152.506666666666]
[null,"LTP-DVO0-1201D-40-40-K01","PRO Светильник ДВО 1201D 40Вт 4000К IP54 пр. Dali IEK","шт","Заказная","ГОФРОКОРОБ",4,1,1,22785.95,18988.291666665998,14583.008,12152.506666666666]
[null,"LTP-DVO0-1201D-40-50-K01","PRO Светильник ДВО 1201D 40Вт 5000К IP54 пр. Dali IEK","шт","Заказная","ГОФРОКОРОБ",4,1,1,22785.95,18988.291666665998,14583.008,12152.506666666666]
[null,"LTP-DVO0-1201D-40-65-K01","PRO Светильник ДВО 1201D 40Вт 6500К IP54 пр. Dali IEK","шт","Заказная","ГОФРОКОРОБ",4,1,1,22785.95,18988.291666665998,14583.008,12152.506666666666]
[null,"LTP-DVO0-1201D-45-30-K01","PRO Светильник ДВО 1201D 45Вт 3000К IP54 пр. Dali IEK","шт","Заказная","ГОФРОКОРОБ",4,1,1,23697.4,19747.833333333001,15166.335999999999,12638.613333333333]
[null,"LTP-DVO0-1201D-45-40-K01","PRO Светильник ДВО 1201D 45Вт 4000К IP54 пр. Dali IEK","шт","Заказная","ГОФРОКОРОБ",4,1,1,23697.4,19747.833333333001,15166.335999999999,12638.613333333333]
[null,"LTP-DVO0-1201D-45-50-K01","PRO Светильник ДВО 1201D 45Вт 5000К IP54 пр. Dali IEK","шт","Заказная","ГОФРОКОРОБ",4,1,1,23697.4,19747.833333333001,15166.335999999999,12638.613333333333]
[null,"LTP-DVO0-1201D-45-65-K01","PRO Светильник ДВО 1201D 45Вт 6500К IP54 пр. Dali IEK","шт","Заказная","ГОФРОКОРОБ",4,1,1,23697.4,19747.833333333001,15166.335999999999,12638.613333333333]
[null,"LTP-DVO0-1202D-30-40-K01","PRO Светильник ДВО 1202D 30Вт 4000К Ra>90 IP54 пр. Dali IEK","шт","Заказная","ГОФРОКОРОБ",4,1,1,20676.189999999999,17230.158333333002,13232.7616,11027.301333333333]
[null,"LTP-DVO0-1202D-40-40-K01","PRO Светильник ДВО 1202D 40Вт 4000К Ra>90 IP54 пр. Dali IEK","шт","Заказная","ГОФРОКОРОБ",4,1,1,22537,18780.833333333001,14423.68,12019.733333333334]
[null,"LTP-DVO1-1202D-30-40-K01","PRO Светильник ДВО 1202D 30Вт 4000К Ra>90 IP54 оп. Dali IEK","шт","Заказная","ГОФРОКОРОБ",4,1,1,20676.189999999999,17230.158333333002,13232.7616,11027.301333333333]
[null,"LTP-DVO1-1202D-40-40-K01","PRO Светильник ДВО 1202D 40Вт 4000К Ra>90 IP54 оп. Dali IEK","шт","Заказная","ГОФРОКОРОБ",4,1,1,22537,18780.833333333001,14423.68,12019.733333333334]
[null,"LTP-DVO1-1201D-30-30-K01","PRO Светильник ДВО 1201D 30Вт 3000К IP54 оп. Dali IEK","шт","Заказная","ГОФРОКОРОБ",4,1,1,20904.55,17420.458333333001,13378.912,11149.093333333334]
[null,"LTP-DVO1-1201D-30-40-K01","PRO Светильник ДВО 1201D 30Вт 4000К IP54 оп. Dali IEK","шт","Заказная","ГОФРОКОРОБ",4,1,1,20904.55,17420.458333333001,13378.912,11149.093333333334]
[null,"LTP-DVO1-1201D-30-50-K01","PRO Светильник ДВО 1201D 30Вт 5000К IP54 оп. Dali IEK","шт","Заказная","ГОФРОКОРОБ",4,1,1,20904.55,17420.458333333001,13378.912,11149.093333333334]
[null,"LTP-DVO1-1201D-30-65-K01","PRO Светильник ДВО 1201D 30Вт 6500К IP54 оп. Dali IEK","шт","Заказная","ГОФРОКОРОБ",4,1,1,20904.55,17420.458333333001,13378.912,11149.093333333334]
[null,"LTP-DVO1-1201D-40-30-K01","PRO Светильник ДВО 1201D 40Вт 3000К IP54 оп. Dali IEK","шт","Заказная","ГОФРОКОРОБ",4,1,1,22785.95,18988.291666665998,14583.008,12152.506666666666]
[null,"LTP-DVO1-1201D-40-40-K01","PRO Светильник ДВО 1201D 40Вт 4000К IP54 оп. Dali IEK","шт","Заказная","ГОФРОКОРОБ",4,1,1,22785.95,18988.291666665998,14583.008,12152.506666666666]
[null,"LTP-DVO1-1201D-40-50-K01","PRO Светильник ДВО 1201D 40Вт 5000К IP54 оп. Dali IEK","шт","Заказная","ГОФРОКОРОБ",4,1,1,22785.95,18988.291666665998,14583.008,12152.506666666666]
[null,"LTP-DVO1-1201D-40-65-K01","PRO Светильник ДВО 1201D 40Вт 6500К IP54 оп. Dali IEK","шт","Заказная","ГОФРОКОРОБ",4,1,1,22785.95,18988.291666665998,14583.008,12152.506666666666]
[null,"LTP-DVO1-1201D-45-30-K01","PRO Светильник ДВО 1201D 45Вт 3000К IP54 оп. Dali IEK","шт","Заказная","ГОФРОКОРОБ",4,1,1,23697.4,19747.833333333001,15166.335999999999,12638.613333333333]
[null,"LTP-DVO1-1201D-45-40-K01","PRO Светильник ДВО 1201D 45Вт 4000К IP54 оп. Dali IEK","шт","Заказная","ГОФРОКОРОБ",4,1,1,23697.4,19747.833333333001,15166.335999999999,12638.613333333333]
[null,"LTP-DVO1-1201D-45-50-K01","PRO Светильник ДВО 1201D 45Вт 5000К IP54 оп. Dali IEK","шт","Заказная","ГОФРОКОРОБ",4,1,1,23697.4,19747.833333333001,15166.335999999999,12638.613333333333]
[null,"LTP-DVO1-1201D-45-65-K01","PRO Светильник ДВО 1201D 45Вт 6500К IP54 оп. Dali IEK","шт","Заказная","ГОФРОКОРОБ",4,1,1,23697.4,19747.833333333001,15166.335999999999,12638.613333333333]
[null,"LTP-DVO2-1201D-30-30-K01","PRO Светильник ДВО 1201D 30Вт 3000К IP54 мпр. Dali IEK","шт","Заказная","ГОФРОКОРОБ",4,1,1,20904.55,17420.458333333001,13378.912,11149.093333333334]
[null,"LTP-DVO2-1201D-30-40-K01","PRO Светильник ДВО 1201D 30Вт 4000К IP54 мпр. Dali IEK","шт","Заказная","ГОФРОКОРОБ",4,1,1,20904.55,17420.458333333001,13378.912,11149.093333333334]
[null,"LTP-DVO2-1201D-30-50-K01","PRO Светильник ДВО 1201D 30Вт 5000К IP54 мпр. Dali IEK","шт","Заказная","ГОФРОКОРОБ",4,1,1,20904.55,17420.458333333001,13378.912,11149.093333333334]
[null,"LTP-DVO2-1201D-30-65-K01","PRO Светильник ДВО 1201D 30Вт 6500К IP54 мпр. Dali IEK","шт","Заказная","ГОФРОКОРОБ",4,1,1,20904.55,17420.458333333001,13378.912,11149.093333333334]
[null,"LTP-DVO2-1201D-40-30-K01","PRO Светильник ДВО 1201D 40Вт 3000К IP54 мпр. Dali IEK","шт","Заказная","ГОФРОКОРОБ",4,1,1,22785.95,18988.291666665998,14583.008,12152.506666666666]
[null,"LTP-DVO2-1201D-40-40-K01","PRO Светильник ДВО 1201D 40Вт 4000К IP54 мпр. Dali IEK","шт","Заказная","ГОФРОКОРОБ",4,1,1,22785.95,18988.291666665998,14583.008,12152.506666666666]
[null,"LTP-DVO2-1201D-40-50-K01","PRO Светильник ДВО 1201D 40Вт 5000К IP54 мпр. Dali IEK","шт","Заказная","ГОФРОКОРОБ",4,1,1,22785.95,18988.291666665998,14583.008,12152.506666666666]
[null,"LTP-DVO2-1201D-40-65-K01","PRO Светильник ДВО 1201D 40Вт 6500К IP54 мпр. Dali IEK","шт","Заказная","ГОФРОКОРОБ",4,1,1,22785.95,18988.291666665998,14583.008,12152.506666666666]
[null,"LTP-DVO2-1201D-45-30-K01","PRO Светильник ДВО 1201D 45Вт 3000К IP54 мпр. Dali IEK","шт","Заказная","ГОФРОКОРОБ",4,1,1,23697.4,19747.833333333001,15166.335999999999,12638.613333333333]
[null,"LTP-DVO2-1201D-45-40-K01","PRO Светильник ДВО 1201D 45Вт 4000К IP54 мпр. Dali IEK","шт","Заказная","ГОФРОКОРОБ",4,1,1,23697.4,19747.833333333001,15166.335999999999,12638.613333333333]
[null,"LTP-DVO2-1201D-45-50-K01","PRO Светильник ДВО 1201D 45Вт 5000К IP54 мпр. Dali IEK","шт","Заказная","ГОФРОКОРОБ",4,1,1,23697.4,19747.833333333001,15166.335999999999,12638.613333333333]
[null,"LTP-DVO2-1201D-45-65-K01","PRO Светильник ДВО 1201D 45Вт 6500К IP54 мпр. Dali IEK","шт","Заказная","ГОФРОКОРОБ",4,1,1,23697.4,19747.833333333001,15166.335999999999,12638.613333333333]
[null,"LTP-DVO2-1202D-30-40-K01","PRO Светильник ДВО 1202D 30Вт 4000К Ra>90 IP54 мпр. Dali IEK","шт","Заказная","ГОФРОКОРОБ",4,1,1,20676.189999999999,17230.158333333002,13232.7616,11027.301333333333]
[null,"LTP-DVO2-1202D-40-40-K01","PRO Светильник ДВО 1202D 40Вт 4000К Ra>90 IP54 мпр. Dali IEK","шт","Заказная","ГОФРОКОРОБ",4,1,1,22537,18780.833333333001,14423.68,12019.733333333334]
["10.10.02.04.01.01.01 Панели светодиодные Standart"]
[null,"LTP-DVO0-2001-30-30-K01","PRO Светильник ДВО 2001 30Вт 3000К Gr. пр. IEK","шт","Заказная","ГОФРОКОРОБ",4,1,1,6738.04,5615.033333333,4312.3455999999996,3593.6213333333335]
[null,"LTP-DVO0-2001-30-40-K01","PRO Светильник ДВО 2001 30Вт 4000К Gr. пр. IEK","шт",null,"ГОФРОКОРОБ",4,1,1,6738.04,5615.033333333,4312.3455999999996,3593.6213333333335]
[null,"LTP-DVO0-2001-30-50-K01","PRO Светильник ДВО 2001 30Вт 5000К Gr. пр. IEK","шт","Заказная","ГОФРОКОРОБ",4,1,1,6738.04,5615.033333333,4312.3455999999996,3593.6213333333335]
[null,"LTP-DVO0-2001-30-65-K01","PRO Светильник ДВО 2001 30Вт 6500К Gr. пр. IEK","шт","Заказная","ГОФРОКОРОБ",4,1,1,6738.04,5615.033333333,4312.3455999999996,3593.6213333333335]
[null,"LTP-DVO0-2001-40-30-K01","PRO Светильник ДВО 2001 40Вт 3000К Gr. пр. IEK","шт","Заказная","ГОФРОКОРОБ",4,1,1,7333.1,6110.9166666660003,4693.1840000000002,3910.9866666666667]
[null,"LTP-DVO0-2001-40-40-K01","PRO Светильник ДВО 2001 40Вт 4000К Gr. пр. IEK","шт",null,"ГОФРОКОРОБ",4,1,1,7333.1,6110.9166666660003,4693.1840000000002,3910.9866666666667]
[null,"LTP-DVO0-2001-40-50-K01","PRO Светильник ДВО 2001 40Вт 5000К Gr. пр. IEK","шт","Заказная","ГОФРОКОРОБ",4,1,1,7333.1,6110.9166666660003,4693.1840000000002,3910.9866666666667]
[null,"LTP-DVO0-2001-40-65-K01","PRO Светильник ДВО 2001 40Вт 6500К Gr. пр. IEK","шт","Заказная","ГОФРОКОРОБ",4,1,1,7333.1,6110.9166666660003,4693.1840000000002,3910.9866666666667]
[null,"LTP-DVO0-2001-45-30-K01","PRO Светильник ДВО 2001 45Вт 3000К Gr. пр. IEK","шт","Заказная","ГОФРОКОРОБ",4,1,1,7822.96,6519.1333333330003,5006.6944000000003,4172.2453333333333]
[null,"LTP-DVO0-2001-45-40-K01","PRO Светильник ДВО 2001 45Вт 4000К Gr. пр. IEK","шт","Заказная","ГОФРОКОРОБ",4,1,1,7822.96,6519.1333333330003,5006.6944000000003,4172.2453333333333]
[null,"LTP-DVO0-2001-45-50-K01","PRO Светильник ДВО 2001 45Вт 5000К Gr. пр. IEK","шт","Заказная","ГОФРОКОРОБ",4,1,1,7822.96,6519.1333333330003,5006.6944000000003,4172.2453333333333]
[null,"LTP-DVO0-2001-45-65-K01","PRO Светильник ДВО 2001 45Вт 6500К Gr. пр. IEK","шт","Заказная","ГОФРОКОРОБ",4,1,1,7822.96,6519.1333333330003,5006.6944000000003,4172.2453333333333]
[null,"LTP-DVO1-2001-30-30-K01","PRO Светильник ДВО 2001 30Вт 3000К Gr. оп. IEK","шт","Заказная","ГОФРОКОРОБ",4,1,1,6738.04,5615.033333333,4312.3455999999996,3593.6213333333335]
[null,"LTP-DVO1-2001-30-40-K01","PRO Светильник ДВО 2001 30Вт 4000К Gr. оп. IEK","шт",null,"ГОФРОКОРОБ",4,1,1,6738.04,5615.033333333,4312.3455999999996,3593.6213333333335]
[null,"LTP-DVO1-2001-30-50-K01","PRO Светильник ДВО 2001 30Вт 5000К Gr. оп. IEK","шт","Заказная","ГОФРОКОРОБ",4,1,1,6738.04,5615.033333333,4312.3455999999996,3593.6213333333335]
[null,"LTP-DVO1-2001-30-65-K01","PRO Светильник ДВО 2001 30Вт 6500К Gr. оп. IEK","шт",null,"ГОФРОКОРОБ",4,1,1,6738.04,5615.033333333,4312.3455999999996,3593.6213333333335]
[null,"LTP-DVO1-2001-40-30-K01","PRO Светильник ДВО 2001 40Вт 3000К Gr. оп. IEK","шт","Заказная","ГОФРОКОРОБ",4,1,1,7333.1,6110.9166666660003,4693.1840000000002,3910.9866666666667]
[null,"LTP-DVO1-2001-40-40-K01","PRO Светильник ДВО 2001 40Вт 4000К Gr. оп. IEK","шт",null,"ГОФРОКОРОБ",4,1,1,7333.1,6110.9166666660003,4693.1840000000002,3910.9866666666667]
[null,"LTP-DVO1-2001-40-50-K01","PRO Светильник ДВО 2001 40Вт 5000К Gr. оп. IEK","шт","Заказная","ГОФРОКОРОБ",4,1,1,7333.1,6110.9166666660003,4693.1840000000002,3910.9866666666667]
[null,"LTP-DVO1-2001-40-65-K01","PRO Светильник ДВО 2001 40Вт 6500К Gr. оп. IEK","шт",null,"ГОФРОКОРОБ",4,1,1,7333.1,6110.9166666660003,4693.1840000000002,3910.9866666666667]
[null,"LTP-DVO1-2001-45-30-K01","PRO Светильник ДВО 2001 45Вт 3000К Gr. оп. IEK","шт","Заказная","ГОФРОКОРОБ",4,1,1,7822.96,6519.1333333330003,5006.6944000000003,4172.2453333333333]
[null,"LTP-DVO1-2001-45-40-K01","PRO Светильник ДВО 2001 45Вт 4000К Gr. оп. IEK","шт",null,"ГОФРОКОРОБ",4,1,1,7822.96,6519.1333333330003,5006.6944000000003,4172.2453333333333]
[null,"LTP-DVO1-2001-45-50-K01","PRO Светильник ДВО 2001 45Вт 5000К Gr. оп. IEK","шт","Заказная","ГОФРОКОРОБ",4,1,1,7822.96,6519.1333333330003,5006.6944000000003,4172.2453333333333]
[null,"LTP-DVO1-2001-45-65-K01","PRO Светильник ДВО 2001 45Вт 6500К Gr. оп. IEK","шт","Заказная","ГОФРОКОРОБ",4,1,1,7822.96,6519.1333333330003,5006.6944000000003,4172.2453333333333]
[null,"LTP-DVO2-2001-30-30-K01","PRO Светильник ДВО 2001 30Вт 3000К Gr. мпр. IEK","шт","Заказная","ГОФРОКОРОБ",4,1,1,6738.04,5615.033333333,4312.3455999999996,3593.6213333333335]
[null,"LTP-DVO2-2001-30-40-K01","PRO Светильник ДВО 2001 30Вт 4000К Gr. мпр. IEK","шт",null,"ГОФРОКОРОБ",4,1,1,6738.04,5615.033333333,4312.3455999999996,3593.6213333333335]
[null,"LTP-DVO2-2001-30-50-K01","PRO Светильник ДВО 2001 30Вт 5000К Gr. мпр. IEK","шт","Заказная","ГОФРОКОРОБ",4,1,1,6738.04,5615.033333333,4312.3455999999996,3593.6213333333335]
[null,"LTP-DVO2-2001-30-65-K01","PRO Светильник ДВО 2001 30Вт 6500К Gr. мпр. IEK","шт","Заказная","ГОФРОКОРОБ",4,1,1,6738.04,5615.033333333,4312.3455999999996,3593.6213333333335]
[null,"LTP-DVO2-2001-40-30-K01","PRO Светильник ДВО 2001 40Вт 3000К Gr. мпр. IEK","шт","Заказная","ГОФРОКОРОБ",4,1,1,7333.1,6110.9166666660003,4693.1840000000002,3910.9866666666667]
[null,"LTP-DVO2-2001-40-40-K01","PRO Светильник ДВО 2001 40Вт 4000К Gr. мпр. IEK","шт",null,"ГОФРОКОРОБ",4,1,1,7333.1,6110.9166666660003,4693.1840000000002,3910.9866666666667]
[null,"LTP-DVO2-2001-40-50-K01","PRO Светильник ДВО 2001 40Вт 5000К Gr. мпр. IEK","шт","Заказная","ГОФРОКОРОБ",4,1,1,7333.1,6110.9166666660003,4693.1840000000002,3910.9866666666667]
[null,"LTP-DVO2-2001-40-65-K01","PRO Светильник ДВО 2001 40Вт 6500К Gr. мпр. IEK","шт",null,"ГОФРОКОРОБ",4,1,1,7333.1,6110.9166666660003,4693.1840000000002,3910.9866666666667]
[null,"LTP-DVO2-2001-45-30-K01","PRO Светильник ДВО 2001 45Вт 3000К Gr. мпр. IEK","шт","Заказная","ГОФРОКОРОБ",4,1,1,7822.96,6519.1333333330003,5006.6944000000003,4172.2453333333333]
[null,"LTP-DVO2-2001-45-40-K01","PRO Светильник ДВО 2001 45Вт 4000К Gr. мпр. IEK","шт","Заказная","ГОФРОКОРОБ",4,1,1,7822.96,6519.1333333330003,5006.6944000000003,4172.2453333333333]
[null,"LTP-DVO2-2001-45-50-K01","PRO Светильник ДВО 2001 45Вт 5000К Gr. мпр. IEK","шт","Заказная","ГОФРОКОРОБ",4,1,1,7822.96,6519.1333333330003,5006.6944000000003,4172.2453333333333]
[null,"LTP-DVO2-2001-45-65-K01","PRO Светильник ДВО 2001 45Вт 6500К Gr. мпр. IEK","шт","Заказная","ГОФРОКОРОБ",4,1,1,7822.96,6519.1333333330003,5006.6944000000003,4172.2453333333333]
["10.10.02.05.01.01.01 Панели светодиодные Standart"]
[null,"LTP-DVO2-2001A-30-30-K01","PRO Светильник ДВО 2001A 30Вт 3000К Gr. мпр. БАП 3ч IEK","шт","Заказная","ГОФРОКОРОБ",4,1,1,15982.34,13318.616666665999,10228.6976,8523.9146666666675]
[null,"LTP-DVO2-2001A-30-40-K01","PRO Светильник ДВО 2001A 30Вт 4000К Gr. мпр. БАП 3ч IEK","шт","Заказная","ГОФРОКОРОБ",4,1,1,15982.34,13318.616666665999,10228.6976,8523.9146666666675]
[null,"LTP-DVO2-2001A-30-50-K01","PRO Светильник ДВО 2001A 30Вт 5000К Gr. мпр. БАП 3ч IEK","шт","Заказная","ГОФРОКОРОБ",4,1,1,15982.34,13318.616666665999,10228.6976,8523.9146666666675]
[null,"LTP-DVO2-2001A-30-65-K01","PRO Светильник ДВО 2001A 30Вт 6500К Gr. мпр. БАП 3ч IEK","шт","Заказная","ГОФРОКОРОБ",4,1,1,15982.34,13318.616666665999,10228.6976,8523.9146666666675]
[null,"LTP-DVO2-2001A-40-30-K01","PRO Светильник ДВО 2001A 40Вт 3000К Gr. мпр. БАП 3ч IEK","шт","Заказная","ГОФРОКОРОБ",4,1,1,17393.810000000001,14494.841666666,11132.038399999999,9276.6986666666671]
[null,"LTP-DVO2-2001A-40-40-K01","PRO Светильник ДВО 2001A 40Вт 4000К Gr. мпр. БАП 3ч IEK","шт","Заказная","ГОФРОКОРОБ",4,1,1,17393.810000000001,14494.841666666,11132.038399999999,9276.6986666666671]
[null,"LTP-DVO2-2001A-40-50-K01","PRO Светильник ДВО 2001A 40Вт 5000К Gr. мпр. БАП 3ч IEK","шт","Заказная","ГОФРОКОРОБ",4,1,1,17393.810000000001,14494.841666666,11132.038399999999,9276.6986666666671]
[null,"LTP-DVO2-2001A-40-65-K01","PRO Светильник ДВО 2001A 40Вт 6500К Gr. мпр. БАП 3ч IEK","шт","Заказная","ГОФРОКОРОБ",4,1,1,17393.810000000001,14494.841666666,11132.038399999999,9276.6986666666671]
[null,"LTP-DVO2-2001A-45-30-K01","PRO Светильник ДВО 2001A 45Вт 3000К Gr. мпр. БАП 3ч IEK","шт","Заказная","ГОФРОКОРОБ",4,1,1,18555.77,15463.141666666001,11875.692800000001,9896.4106666666667]
[null,"LTP-DVO2-2001A-45-40-K01","PRO Светильник ДВО 2001A 45Вт 4000К Gr. мпр. БАП 3ч IEK","шт","Заказная","ГОФРОКОРОБ",4,1,1,18555.77,15463.141666666001,11875.692800000001,9896.4106666666667]
[null,"LTP-DVO2-2001A-45-50-K01","PRO Светильник ДВО 2001A 45Вт 5000К Gr. мпр. БАП 3ч IEK","шт","Заказная","ГОФРОКОРОБ",4,1,1,18555.77,15463.141666666001,11875.692800000001,9896.4106666666667]
[null,"LTP-DVO2-2001A-45-65-K01","PRO Светильник ДВО 2001A 45Вт 6500К Gr. мпр. БАП 3ч IEK","шт","Заказная","ГОФРОКОРОБ",4,1,1,18555.77,15463.141666666001,11875.692800000001,9896.4106666666667]
[null,"LTP-DVO1-2001A-30-30-K01","PRO Светильник ДВО 2001A 30Вт 3000К Gr. оп. БАП 3ч IEK","шт","Заказная","ГОФРОКОРОБ",4,1,1,15982.34,13318.616666665999,10228.6976,8523.9146666666675]
[null,"LTP-DVO1-2001A-30-40-K01","PRO Светильник ДВО 2001A 30Вт 4000К Gr. оп. БАП 3ч IEK","шт","Заказная","ГОФРОКОРОБ",4,1,1,15982.34,13318.616666665999,10228.6976,8523.9146666666675]
[null,"LTP-DVO1-2001A-30-50-K01","PRO Светильник ДВО 2001A 30Вт 5000К Gr. оп. БАП 3ч IEK","шт","Заказная","ГОФРОКОРОБ",4,1,1,15982.34,13318.616666665999,10228.6976,8523.9146666666675]
[null,"LTP-DVO1-2001A-30-65-K01","PRO Светильник ДВО 2001A 30Вт 6500К Gr. оп. БАП 3ч IEK","шт","Заказная","ГОФРОКОРОБ",4,1,1,15982.34,13318.616666665999,10228.6976,8523.9146666666675]
[null,"LTP-DVO1-2001A-40-30-K01","PRO Светильник ДВО 2001A 40Вт 3000К Gr. оп. БАП 3ч IEK","шт","Заказная","ГОФРОКОРОБ",4,1,1,17393.810000000001,14494.841666666,11132.038399999999,9276.6986666666671]
[null,"LTP-DVO1-2001A-40-40-K01","PRO Светильник ДВО 2001A 40Вт 4000К Gr. оп. БАП 3ч IEK","шт","Заказная","ГОФРОКОРОБ",4,1,1,17393.810000000001,14494.841666666,11132.038399999999,9276.6986666666671]
[null,"LTP-DVO1-2001A-40-50-K01","PRO Светильник ДВО 2001A 40Вт 5000К Gr. оп. БАП 3ч IEK","шт","Заказная","ГОФРОКОРОБ",4,1,1,17393.810000000001,14494.841666666,11132.038399999999,9276.6986666666671]
[null,"LTP-DVO1-2001A-40-65-K01","PRO Светильник ДВО 2001A 40Вт 6500К Gr. оп. БАП 3ч IEK","шт","Заказная","ГОФРОКОРОБ",4,1,1,17393.810000000001,14494.841666666,11132.038399999999,9276.6986666666671]
[null,"LTP-DVO1-2001A-45-30-K01","PRO Светильник ДВО 2001A 45Вт 3000К Gr. оп. БАП 3ч IEK","шт","Заказная","ГОФРОКОРОБ",4,1,1,18555.77,15463.141666666001,11875.692800000001,9896.4106666666667]
[null,"LTP-DVO1-2001A-45-40-K01","PRO Светильник ДВО 2001A 45Вт 4000К Gr. оп. БАП 3ч IEK","шт","Заказная","ГОФРОКОРОБ",4,1,1,18555.77,15463.141666666001,11875.692800000001,9896.4106666666667]
[null,"LTP-DVO1-2001A-45-50-K01","PRO Светильник ДВО 2001A 45Вт 5000К Gr. оп. БАП 3ч IEK","шт","Заказная","ГОФРОКОРОБ",4,1,1,18555.77,15463.141666666001,11875.692800000001,9896.4106666666667]
[null,"LTP-DVO1-2001A-45-65-K01","PRO Светильник ДВО 2001A 45Вт 6500К Gr. оп. БАП 3ч IEK","шт","Заказная","ГОФРОКОРОБ",4,1,1,18555.77,15463.141666666001,11875.692800000001,9896.4106666666667]
[null,"LTP-DVO0-2001A-30-30-K01","PRO Светильник ДВО 2001A 30Вт 3000К Gr. пр. БАП 3ч IEK","шт","Заказная","ГОФРОКОРОБ",4,1,1,15982.34,13318.616666665999,10228.6976,8523.9146666666675]
[null,"LTP-DVO0-2001A-30-40-K01","PRO Светильник ДВО 2001A 30Вт 4000К Gr. пр. БАП 3ч IEK","шт","Заказная","ГОФРОКОРОБ",4,1,1,15982.34,13318.616666665999,10228.6976,8523.9146666666675]
[null,"LTP-DVO0-2001A-30-50-K01","PRO Светильник ДВО 2001A 30Вт 5000К Gr. пр. БАП 3ч IEK","шт","Заказная","ГОФРОКОРОБ",4,1,1,15982.34,13318.616666665999,10228.6976,8523.9146666666675]
[null,"LTP-DVO0-2001A-30-65-K01","PRO Светильник ДВО 2001A 30Вт 6500К Gr. пр. БАП 3ч IEK","шт","Заказная","ГОФРОКОРОБ",4,1,1,15982.34,13318.616666665999,10228.6976,8523.9146666666675]
[null,"LTP-DVO0-2001A-40-30-K01","PRO Светильник ДВО 2001A 40Вт 3000К Gr. пр. БАП 3ч IEK","шт","Заказная","ГОФРОКОРОБ",4,1,1,17393.810000000001,14494.841666666,11132.038399999999,9276.6986666666671]
[null,"LTP-DVO0-2001A-40-40-K01","PRO Светильник ДВО 2001A 40Вт 4000К Gr. пр. БАП 3ч IEK","шт","Заказная","ГОФРОКОРОБ",4,1,1,17393.810000000001,14494.841666666,11132.038399999999,9276.6986666666671]
[null,"LTP-DVO0-2001A-40-50-K01","PRO Светильник ДВО 2001A 40Вт 5000К Gr. пр. БАП 3ч IEK","шт","Заказная","ГОФРОКОРОБ",4,1,1,17393.810000000001,14494.841666666,11132.038399999999,9276.6986666666671]
[null,"LTP-DVO0-2001A-40-65-K01","PRO Светильник ДВО 2001A 40Вт 6500К Gr. пр. БАП 3ч IEK","шт","Заказная","ГОФРОКОРОБ",4,1,1,17393.810000000001,14494.841666666,11132.038399999999,9276.6986666666671]
[null,"LTP-DVO0-2001A-45-30-K01","PRO Светильник ДВО 2001A 45Вт 3000К Gr. пр. БАП 3ч IEK","шт","Заказная","ГОФРОКОРОБ",4,1,1,18555.77,15463.141666666001,11875.692800000001,9896.4106666666667]
[null,"LTP-DVO0-2001A-45-40-K01","PRO Светильник ДВО 2001A 45Вт 4000К Gr. пр. БАП 3ч IEK","шт","Заказная","ГОФРОКОРОБ",4,1,1,18555.77,15463.141666666001,11875.692800000001,9896.4106666666667]
[null,"LTP-DVO0-2001A-45-50-K01","PRO Светильник ДВО 2001A 45Вт 5000К Gr. пр. БАП 3ч IEK","шт","Заказная","ГОФРОКОРОБ",4,1,1,18555.77,15463.141666666001,11875.692800000001,9896.4106666666667]
[null,"LTP-DVO0-2001A-45-65-K01","PRO Светильник ДВО 2001A 45Вт 6500К Gr. пр. БАП 3ч IEK","шт","Заказная","ГОФРОКОРОБ",4,1,1,18555.77,15463.141666666001,11875.692800000001,9896.4106666666667]
["10.10.02.06.01.01.01 Панели светодиодные Standart"]
[null,"LTP-DVO0-2001D-30-30-K01","PRO Светильник ДВО 2001D 30Вт 3000К Gr. пр. Dali IEK","шт","Заказная","ГОФРОКОРОБ",4,1,1,12364.61,10303.841666666,7913.3504000000003,6594.4586666666664]
[null,"LTP-DVO0-2001D-30-40-K01","PRO Светильник ДВО 2001D 30Вт 4000К Gr. пр. Dali IEK","шт","Заказная","ГОФРОКОРОБ",4,1,1,12364.61,10303.841666666,7913.3504000000003,6594.4586666666664]
[null,"LTP-DVO0-2001D-30-50-K01","PRO Светильник ДВО 2001D 30Вт 5000К Gr. пр. Dali IEK","шт","Заказная","ГОФРОКОРОБ",4,1,1,12364.61,10303.841666666,7913.3504000000003,6594.4586666666664]
[null,"LTP-DVO0-2001D-30-65-K01","PRO Светильник ДВО 2001D 30Вт 6500К Gr. пр. Dali IEK","шт","Заказная","ГОФРОКОРОБ",4,1,1,12364.61,10303.841666666,7913.3504000000003,6594.4586666666664]
[null,"LTP-DVO0-2001D-40-30-K01","PRO Светильник ДВО 2001D 40Вт 3000К Gr. пр. Dali IEK","шт","Заказная","ГОФРОКОРОБ",4,1,1,13456.57,11213.808333333,8612.2047999999995,7176.8373333333329]
[null,"LTP-DVO0-2001D-40-40-K01","PRO Светильник ДВО 2001D 40Вт 4000К Gr. пр. Dali IEK","шт","Заказная","ГОФРОКОРОБ",4,1,1,13456.57,11213.808333333,8612.2047999999995,7176.8373333333329]
[null,"LTP-DVO0-2001D-40-50-K01","PRO Светильник ДВО 2001D 40Вт 5000К Gr. пр. Dali IEK","шт","Заказная","ГОФРОКОРОБ",4,1,1,13456.57,11213.808333333,8612.2047999999995,7176.8373333333329]
[null,"LTP-DVO0-2001D-40-65-K01","PRO Светильник ДВО 2001D 40Вт 6500К Gr. пр. Dali IEK","шт","Заказная","ГОФРОКОРОБ",4,1,1,13456.57,11213.808333333,8612.2047999999995,7176.8373333333329]
[null,"LTP-DVO0-2001D-45-30-K01","PRO Светильник ДВО 2001D 45Вт 3000К Gr. пр. Dali IEK","шт","Заказная","ГОФРОКОРОБ",4,1,1,14355.52,11962.933333333,9187.5328000000009,7656.2773333333334]
[null,"LTP-DVO0-2001D-45-40-K01","PRO Светильник ДВО 2001D 45Вт 4000К Gr. пр. Dali IEK","шт","Заказная","ГОФРОКОРОБ",4,1,1,14355.52,11962.933333333,9187.5328000000009,7656.2773333333334]
[null,"LTP-DVO0-2001D-45-50-K01","PRO Светильник ДВО 2001D 45Вт 5000К Gr. пр. Dali IEK","шт","Заказная","ГОФРОКОРОБ",4,1,1,14355.52,11962.933333333,9187.5328000000009,7656.2773333333334]
[null,"LTP-DVO0-2001D-45-65-K01","PRO Светильник ДВО 2001D 45Вт 6500К Gr. пр. Dali IEK","шт","Заказная","ГОФРОКОРОБ",4,1,1,14355.52,11962.933333333,9187.5328000000009,7656.2773333333334]
[null,"LTP-DVO1-2001D-30-30-K01","PRO Светильник ДВО 2001D 30Вт 3000К Gr. оп. Dali IEK","шт","Заказная","ГОФРОКОРОБ",4,1,1,12364.61,10303.841666666,7913.3504000000003,6594.4586666666664]
[null,"LTP-DVO1-2001D-30-40-K01","PRO Светильник ДВО 2001D 30Вт 4000К Gr. оп. Dali IEK","шт","Заказная","ГОФРОКОРОБ",4,1,1,12364.61,10303.841666666,7913.3504000000003,6594.4586666666664]
[null,"LTP-DVO1-2001D-30-50-K01","PRO Светильник ДВО 2001D 30Вт 5000К Gr. оп. Dali IEK","шт","Заказная","ГОФРОКОРОБ",4,1,1,12364.61,10303.841666666,7913.3504000000003,6594.4586666666664]
[null,"LTP-DVO1-2001D-30-65-K01","PRO Светильник ДВО 2001D 30Вт 6500К Gr. оп. Dali IEK","шт","Заказная","ГОФРОКОРОБ",4,1,1,12364.61,10303.841666666,7913.3504000000003,6594.4586666666664]
[null,"LTP-DVO1-2001D-40-30-K01","PRO Светильник ДВО 2001D 40Вт 3000К Gr. оп. Dali IEK","шт","Заказная","ГОФРОКОРОБ",4,1,1,13456.57,11213.808333333,8612.2047999999995,7176.8373333333329]
[null,"LTP-DVO1-2001D-40-40-K01","PRO Светильник ДВО 2001D 40Вт 4000К Gr. оп. Dali IEK","шт","Заказная","ГОФРОКОРОБ",4,1,1,13456.57,11213.808333333,8612.2047999999995,7176.8373333333329]
[null,"LTP-DVO1-2001D-40-50-K01","PRO Светильник ДВО 2001D 40Вт 5000К Gr. оп. Dali IEK","шт","Заказная","ГОФРОКОРОБ",4,1,1,13456.57,11213.808333333,8612.2047999999995,7176.8373333333329]
[null,"LTP-DVO1-2001D-40-65-K01","PRO Светильник ДВО 2001D 40Вт 6500К Gr. оп. Dali IEK","шт","Заказная","ГОФРОКОРОБ",4,1,1,13456.57,11213.808333333,8612.2047999999995,7176.8373333333329]
[null,"LTP-DVO1-2001D-45-30-K01","PRO Светильник ДВО 2001D 45Вт 3000К Gr. оп. Dali IEK","шт","Заказная","ГОФРОКОРОБ",4,1,1,14355.52,11962.933333333,9187.5328000000009,7656.2773333333334]
[null,"LTP-DVO1-2001D-45-40-K01","PRO Светильник ДВО 2001D 45Вт 4000К Gr. оп. Dali IEK","шт","Заказная","ГОФРОКОРОБ",4,1,1,14355.52,11962.933333333,9187.5328000000009,7656.2773333333334]
[null,"LTP-DVO1-2001D-45-50-K01","PRO Светильник ДВО 2001D 45Вт 5000К Gr. оп. Dali IEK","шт","Заказная","ГОФРОКОРОБ",4,1,1,14355.52,11962.933333333,9187.5328000000009,7656.2773333333334]
[null,"LTP-DVO1-2001D-45-65-K01","PRO Светильник ДВО 2001D 45Вт 6500К Gr. оп. Dali IEK","шт","Заказная","ГОФРОКОРОБ",4,1,1,14355.52,11962.933333333,9187.5328000000009,7656.2773333333334]
[null,"LTP-DVO2-2001D-30-30-K01","PRO Светильник ДВО 2001D 30Вт 3000К Gr. мпр. Dali IEK","шт","Заказная","ГОФРОКОРОБ",4,1,1,12364.61,10303.841666666,7913.3504000000003,6594.4586666666664]
[null,"LTP-DVO2-2001D-30-40-K01","PRO Светильник ДВО 2001D 30Вт 4000К Gr. мпр. Dali IEK","шт","Заказная","ГОФРОКОРОБ",4,1,1,12364.61,10303.841666666,7913.3504000000003,6594.4586666666664]
[null,"LTP-DVO2-2001D-30-50-K01","PRO Светильник ДВО 2001D 30Вт 5000К Gr. мпр. Dali IEK","шт","Заказная","ГОФРОКОРОБ",4,1,1,12364.61,10303.841666666,7913.3504000000003,6594.4586666666664]
[null,"LTP-DVO2-2001D-30-65-K01","PRO Светильник ДВО 2001D 30Вт 6500К Gr. мпр. Dali IEK","шт","Заказная","ГОФРОКОРОБ",4,1,1,12364.61,10303.841666666,7913.3504000000003,6594.4586666666664]
[null,"LTP-DVO2-2001D-40-30-K01","PRO Светильник ДВО 2001D 40Вт 3000К Gr. мпр. Dali IEK","шт","Заказная","ГОФРОКОРОБ",4,1,1,13456.57,11213.808333333,8612.2047999999995,7176.8373333333329]
[null,"LTP-DVO2-2001D-40-40-K01","PRO Светильник ДВО 2001D 40Вт 4000К Gr. мпр. Dali IEK","шт","Заказная","ГОФРОКОРОБ",4,1,1,13456.57,11213.808333333,8612.2047999999995,7176.8373333333329]
[null,"LTP-DVO2-2001D-40-50-K01","PRO Светильник ДВО 2001D 40Вт 5000К Gr. мпр. Dali IEK","шт","Заказная","ГОФРОКОРОБ",4,1,1,13456.57,11213.808333333,8612.2047999999995,7176.8373333333329]
[null,"LTP-DVO2-2001D-40-65-K01","PRO Светильник ДВО 2001D 40Вт 6500К Gr. мпр. Dali IEK","шт","Заказная","ГОФРОКОРОБ",4,1,1,13456.57,11213.808333333,8612.2047999999995,7176.8373333333329]
[null,"LTP-DVO2-2001D-45-30-K01","PRO Светильник ДВО 2001D 45Вт 3000К Gr. мпр. Dali IEK","шт","Заказная","ГОФРОКОРОБ",4,1,1,14355.52,11962.933333333,9187.5328000000009,7656.2773333333334]
[null,"LTP-DVO2-2001D-45-40-K01","PRO Светильник ДВО 2001D 45Вт 4000К Gr. мпр. Dali IEK","шт","Заказная","ГОФРОКОРОБ",4,1,1,14355.52,11962.933333333,9187.5328000000009,7656.2773333333334]
[null,"LTP-DVO2-2001D-45-50-K01","PRO Светильник ДВО 2001D 45Вт 5000К Gr. мпр. Dali IEK","шт","Заказная","ГОФРОКОРОБ",4,1,1,14355.52,11962.933333333,9187.5328000000009,7656.2773333333334]
[null,"LTP-DVO2-2001D-45-65-K01","PRO Светильник ДВО 2001D 45Вт 6500К Gr. мпр. Dali IEK","шт","Заказная","ГОФРОКОРОБ",4,1,1,14355.52,11962.933333333,9187.5328000000009,7656.2773333333334]
["10.10.02.07 Аксессуары к панелям светодиодным"]
[null,"LT-DVO0D-R-0660-K01","Решетка защитная для LED ДВО 660х660х95мм белая IEK","шт","Заказная","ГОФРОКОРОБ",5,1,1,2100,1750,1344,1120]
[null,"LT-DVO0D-R-0690-K01","Решетка защитная для LED ДВО 690х370х95мм белая IEK","шт","Заказная","ГОФРОКОРОБ",5,1,1,1750,1458.3333333329999,1120,933.33333333333337]
[null,"LT-DVO0D-R-1260-K01","Решетка защитная для LED ДВО 1260х270х95мм белая IEK","шт","Заказная","ГОФРОКОРОБ",5,1,1,2400,2000,1536,1280]
[null,"LT-DVO0D-R-1280-K01","Решетка защитная для LED ДВО 1280х370х95мм белая IEK","шт","Заказная","ГОФРОКОРОБ",5,1,1,2400,2000,1536,1280]
[null,"LT-DVO0D-D-0590-00-K08-30","Рассеиватель призма для LED ДВО 590х590мм (30шт/упак) IEK","упак","Заказная","ГОФРОКОРОБ",1,1,1,13500,11250,8640,7200]
[null,"LT-DVO0D-D-0590-01-K01-30","Рассеиватель опал для LED ДВО 590х590мм (30шт/упак) IEK","упак","Заказная","ГОФРОКОРОБ",1,1,1,29700,24750,19008,15840]
[null,"LT-DVO0D-D-0590-02-K08-30","Рассеиватель микропр. для LED ДВО 590х590мм (30шт/упак) IEK","упак","Заказная","ГОФРОКОРОБ",1,1,1,20700,17250,13248,11040]
["10.10.02.08.01.02.01 Панели светодиодные Standart"]
[null,"LTP-DVO1-3201-30-30-K01","PRO Светильник ДВО 3201 30Вт 3000К Clip-In IP54 оп. IEK","шт","Заказная","ГОФРОКОРОБ",4,1,1,15461.5,12884.583333332999,9895.36,8246.1333333333332]
[null,"LTP-DVO1-3201-30-40-K01","PRO Светильник ДВО 3201 30Вт 4000К Clip-In IP54 оп. IEK","шт","Заказная","ГОФРОКОРОБ",4,1,1,15461.5,12884.583333332999,9895.36,8246.1333333333332]
[null,"LTP-DVO1-3201-30-50-K01","PRO Светильник ДВО 3201 30Вт 5000К Clip-In IP54 оп. IEK","шт","Заказная","ГОФРОКОРОБ",4,1,1,15461.5,12884.583333332999,9895.36,8246.1333333333332]
[null,"LTP-DVO1-3201-30-65-K01","PRO Светильник ДВО 3201 30Вт 6500К Clip-In IP54 оп. IEK","шт","Заказная","ГОФРОКОРОБ",4,1,1,15461.5,12884.583333332999,9895.36,8246.1333333333332]
[null,"LTP-DVO1-3201-40-30-K01","PRO Светильник ДВО 3201 40Вт 3000К Clip-In IP54 оп. IEK","шт","Заказная","ГОФРОКОРОБ",4,1,1,16071.4,13392.833333332999,10285.696,8571.4133333333339]
[null,"LTP-DVO1-3201-40-40-K01","PRO Светильник ДВО 3201 40Вт 4000К Clip-In IP54 оп. IEK","шт","Заказная","ГОФРОКОРОБ",4,1,1,16071.4,13392.833333332999,10285.696,8571.4133333333339]
[null,"LTP-DVO1-3201-40-50-K01","PRO Светильник ДВО 3201 40Вт 5000К Clip-In IP54 оп. IEK","шт","Заказная","ГОФРОКОРОБ",4,1,1,16071.4,13392.833333332999,10285.696,8571.4133333333339]
[null,"LTP-DVO1-3201-40-65-K01","PRO Светильник ДВО 3201 40Вт 6500К Clip-In IP54 оп. IEK","шт","Заказная","ГОФРОКОРОБ",4,1,1,16071.4,13392.833333332999,10285.696,8571.4133333333339]
[null,"LTP-DVO1-3201-45-30-K01","PRO Светильник ДВО 3201 45Вт 3000К Clip-In IP54 оп. IEK","шт","Заказная","ГОФРОКОРОБ",4,1,1,16531.5,13776.25,10580.16,8816.7999999999993]
[null,"LTP-DVO1-3201-45-40-K01","PRO Светильник ДВО 3201 45Вт 4000К Clip-In IP54 оп. IEK","шт","Заказная","ГОФРОКОРОБ",4,1,1,16531.5,13776.25,10580.16,8816.7999999999993]
[null,"LTP-DVO1-3201-45-50-K01","PRO Светильник ДВО 3201 45Вт 5000К Clip-In IP54 оп. IEK","шт","Заказная","ГОФРОКОРОБ",4,1,1,16531.5,13776.25,10580.16,8816.7999999999993]
[null,"LTP-DVO1-3201-45-65-K01","PRO Светильник ДВО 3201 45Вт 6500К Clip-In IP54 оп. IEK","шт","Заказная","ГОФРОКОРОБ",4,1,1,16531.5,13776.25,10580.16,8816.7999999999993]
["10.10.03 Торговое освещение PRO"]
["10.10.03.01 Даунлайты"]
[null,"LTP-DSO0-1812-07-40-K01","PRO Светильник LED ДВО 1812 7Вт 4000К IP20 круг белый IEK","шт",null,"ГОФРОКОРОБ",100,1,1,1670,1391.6666666660001]
[null,"LTP-DSO0-1813-09-40-K01","PRO Светильник LED ДВО 1813 9Вт 4000К IP20 круг белый IEK","шт",null,"ГОФРОКОРОБ",50,1,1,2100,1750]
[null,"LTP-DSO0-1822-35-40-K01","PRO Светильник LED ДВО 1822 35Вт 4000К IP20 круг белый IEK","шт",null,"ГОФРОКОРОБ",18,1,1,5360,4466.6666666660003]
[null,"LDVO0-1801-10-4000-K01","Светильник LED ДВО 1801 PRO белый круг 10Вт 4000K IP40 IEK","шт",null,"ГОФРОКОРОБ",30,1,1,2993.77,2494.8083333330001,1916.0128,1596.6773333333333]
[null,"LDVO0-1820-15-4000-K01","Светильник LED ДВО 1820 PRO белый круг 15Вт 4000K IP54 IEK","шт",null,"ГОФРОКОРОБ",30,1,1,4619.2,3849.3333333330002,2956.288,2463.5733333333333]
[null,"LDVO0-1802-20-4000-K01","Светильник LED ДВО 1802 PRO белый круг 20Вт 4000K IP40 IEK","шт",null,"ГОФРОКОРОБ",20,1,1,3874.3,3228.5833333330002,2479.5520000000001,2066.2933333333335]
[null,"LDVO0-1803-30-4000-K01","Светильник LED ДВО 1803 PRO белый круг 30Вт 4000K IP40 IEK","шт",null,"ГОФРОКОРОБ",20,1,1,4633.04,3860.8666666660001,2965.1455999999998,2470.9546666666665]
[null,"LDVO0-1821-24-4000-K01","Светильник LED ДВО 1821 PRO белый круг 24Вт 4000K IP54 IEK","шт",null,"ГОФРОКОРОБ",20,1,1,7199.28,5999.4,4607.5392000000002,3839.616]
[null,"LDVO0-1804-40-4000-K01","Светильник LED ДВО 1804 PRO белый круг 40Вт 4000K IP40 IEK","шт",null,"ГОФРОКОРОБ",20,1,1,5107.0200000000004,4255.8500000000004,3268.4928,2723.7440000000001]
["10.10.03.02 Трековые светильники"]
[null,"LDSK-0-101-12-4000-K01","Светильник LED трековый 101 PRO 12Вт 4000K 24град белый IEK","шт",null,"ГОФРОКОРОБ",30,1,1,2193,1827.5]
[null,"LDSK-0-302-30-4000-K01","Светильник LED трековый 302 PRO 30Вт 4000K 36град белый IEK","шт",null,"ГОФРОКОРОБ",20,1,1,3916.06,3263.3833333329999]
[null,"LDSK-0-302-30-4000-K01-3","Светильник LED трек. 302 PRO 30Вт 4000К 36град бел. 3шт IEK","упак","Заказная","КОРОБКА/БОКС",4,1,1,1200,1000,768,640]
[null,"LDSK-0-303-40-4000-K01","Светильник LED трековый 303 PRO 40Вт 4000K 36град белый IEK","шт",null,"ГОФРОКОРОБ",10,1,1,4768.8599999999997,3974.05]
[null,"LDSK-0-304-50-4000-K01-3","Светильник LED трек. 304 PRO 50Вт 4000К 36град бел. 3шт IEK","упак","Заказная","КОРОБКА/БОКС",3,1,1,1200,1000,768,640]
["10.10.03.03 Линейные светильники"]
[null,"LTP-DCK-0-1020-036-40-K01","PRO Светильник LED лин. 1020 36Вт 4000К 900мм опал бел. IEK","шт",null,"ГОФРОКОРОБ",20,1,1,5900,4916.6666666660003,3776,3146.6666666666665]
[null,"LTP-DCK-0-1020-036-40-K02","PRO Светильник LED лин. 1020 36Вт 4000К 900мм опал чер. IEK","шт",null,"ГОФРОКОРОБ",20,1,1,5900,4916.6666666660003,3776,3146.6666666666665]
[null,"LTP-DCK-0-1020-060-40-K02","PRO Светильник LED лин. 1020 60Вт 4000К 1500мм опал чер. IEK","шт",null,"ГОФРОКОРОБ",8,1,1,8700,7250,5568,4640]
[null,"LTP-DCK-0-1020-060-40-K01","PRO Светильник LED лин. 1020 60Вт 4000К 1500мм опал бел. IEK","шт",null,"ГОФРОКОРОБ",8,1,1,8700,7250,5568,4640]
[null,"LTP-DCK-0-1022-036-40-K01","PRO Светильник LED лин. 1022 36Вт 4000К 900мм приз. бел. IEK","шт",null,"ГОФРОКОРОБ",20,1,1,6400,5333.3333333330002,4096,3413.3333333333335]
[null,"LTP-DCK-0-1022-060-40-K01","PRO Светильник LED лин. 1022 60Вт 4000К 1500мм приз.бел. IEK","шт",null,"ГОФРОКОРОБ",8,1,1,9800,8166.6666666660003,6272,5226.666666666667]
[null,"LTP-DCK-0-1022-036-40-K02","PRO Светильник LED лин. 1022 36Вт 4000К 900мм приз. чер. IEK","шт",null,"ГОФРОКОРОБ",20,1,1,6400,5333.3333333330002,4096,3413.3333333333335]
[null,"LTP-DCK-0-1022-060-40-K02","PRO Светильник LED лин. 1022 60Вт 4000К 1500мм приз.чер. IEK","шт",null,"ГОФРОКОРОБ",8,1,1,9800,8166.6666666660003,6272,5226.666666666667]
[null,"LTP-DCKD-KP-D15-K01","PRO Кабель пит. 1,5м бел. для PRO светильника LED лин. IEK","шт",null,"ГОФРОКОРОБ",100,1,1,700,583.33333333300004,448,373.33333333333331]
[null,"LTP-DCKD-KP-D15-K02","PRO Кабель пит. 1,5м черн. для PRO светильника LED лин. IEK","шт",null,"ГОФРОКОРОБ",100,1,1,700,583.33333333300004,448,373.33333333333331]
[null,"LDCK-0-1501-55-4000-K01","PRO Светильник LED линейн. 1501 55Вт 4000К 1500х76х63мм IEK","шт",null,"ГОФРОКОРОБ",9,1,1,10530.28,8775.2333333330007,6739.3792000000003,5616.1493333333337]
[null,"LDCK-0-1501-55-5000-K01","PRO Светильник LED линейн. 1501 55Вт 5000К 1500х76х63мм IEK","шт",null,"ГОФРОКОРОБ",9,1,1,10530.28,8775.2333333330007,6739.3792000000003,5616.1493333333337]
[null,"LDCK-0-1201-36-3000-K01","PRO Светильник LED линейн. 1201 36Вт 3000К 1200х107х52мм IEK","шт",null,"ГОФРОКОРОБ",10,1,1,3429.41,2857.841666666,2194.8224,1829.0186666666666]
[null,"LDCK-0-1201-36-4000-K01","PRO Светильник LED линейн. 1201 36Вт 4000К 1200х107х52мм IEK","шт",null,"ГОФРОКОРОБ",10,1,1,4572.54,3810.45]
[null,"LDCK-0-1201-36-5000-K01","PRO Светильник LED линейн. 1201 36Вт 5000К 1200х107х52мм IEK","шт",null,"ГОФРОКОРОБ",10,1,1,4572.54,3810.45,2926.4256,2438.6880000000001]
[null,"LTP-DCKD-KMRP-K41","PRO Комплект монт. для рееч. потолка для свет. LED лин. IEK","компл",null,"ГОФРОКОРОБ",300,1,1,185,154.166666666,118.4,98.666666666666671]
[null,"LTP-DCKD-KPM-K01","PRO Комплект для подвес. монтажа для свет. LED лин. бел. IEK","компл",null,"ГОФРОКОРОБ",120,1,1,290,241.666666666,185.6,154.66666666666666]
[null,"LTP-DCKD-KPM-K41","PRO Комплект для подвес. монтажа для свет. LED лин. чер. IEK","компл",null,"ГОФРОКОРОБ",120,1,1,290,241.666666666,185.6,154.66666666666666]
["10.10.04 Светильники линейные ДСП PRO"]
["10.10.04.01 Светильники ДСП 1321-1336 PRO"]
[null,"LDSP0-1331-18-5000-K01","PRO Светильник LED ДСП 1331 18Вт 5000К IP65 650мм IEK","шт",null,"ГОФРОКОРОБ",25,1,1,4275.13,3562.6083333329998,2736.0832,2280.0693333333334]
[null,"LDSP0-1332-36-5000-K01","PRO Светильник LED ДСП 1332 36Вт 5000К IP65 1250мм IEK","шт",null,"ГОФРОКОРОБ",12,1,1,6423.43,5352.8583333329998,4110.9952000000003,3425.8293333333331]
[null,"LDSP6-1336A-3-36-5000-K01","PRO Светильник авар. ДСП 1336А 36Вт 3ч 5000К IP65 1250мм IEK","шт",null,"ГОФРОКОРОБ",12,1,1,15533.78,12944.816666666,9941.6191999999992,8284.6826666666675]
[null,"LDSP6-1336A-3-36-6500-K01","PRO Светильник авар. ДСП 1336А 36Вт 3ч 6500К IP65 1250мм IEK","шт","Заказная","ГОФРОКОРОБ",12,1,1,15533.78,12944.816666666,9941.6191999999992,8284.6826666666675]
["10.10.04.02 Светильники ДСП 1421-1426 PRO"]
[null,"LDSP0-1421-20-6500-K01","PRO Светильник ДСП 1421 20Вт 6500К IP65 600мм IEK","шт",null,"ГОФРОКОРОБ",9,1,1,4815.37,4012.8083333330001,3081.8368,2568.1973333333335]
[null,"LDSP0-1424-20-4000-K01","PRO Светильник ДСП 1424 20Вт 4000К IP65 600мм IEK","шт",null,"ГОФРОКОРОБ",9,1,1,4815.37,4012.8083333330001,3081.8368,2568.1973333333335]
[null,"LDSP0-1422-40-6500-K01","PRO Светильник ДСП 1422 40Вт 6500К IP65 1200мм IEK","шт",null,"ГОФРОКОРОБ",9,1,1,6621.14,5517.6166666660001,4237.5295999999998,3531.2746666666667]
[null,"LDSP0-1425-40-4000-K01","PRO Светильник ДСП 1425 40Вт 4000К IP65 1200мм IEK","шт",null,"ГОФРОКОРОБ",9,1,1,6621.14,5517.6166666660001,4237.5295999999998,3531.2746666666667]
[null,"LDSP0-1423-50-6500-K01","PRO Светильник ДСП 1423 50Вт 6500К IP65 1500мм IEK","шт",null,"ГОФРОКОРОБ",6,1,1,8160.34,6800.283333333,5222.6175999999996,4352.181333333333]
[null,"LDSP0-1426-50-4000-K01","PRO Светильник ДСП 1426 50Вт 4000К IP65 1500мм IEK","шт",null,"ГОФРОКОРОБ",6,1,1,8160.34,6800.283333333,5222.6175999999996,4352.181333333333]
[null,"LDSP6-1422A-1-40-6500-K01","PRO Светильник ДСП 1422А 40Вт 1ч 6500К IP65 1200мм с БАП IEK","шт",null,"ГОФРОКОРОБ",9,1,1,14204.21,11836.841666666,9090.6944000000003,7575.5786666666663]
[null,"LDSP6-1425A-1-40-4000-K01","PRO Светильник ДСП 1425А 40Вт 1ч 4000К IP65 1200мм с БАП IEK","шт",null,"ГОФРОКОРОБ",9,1,1,14204.21,11836.841666666,9090.6944000000003,7575.5786666666663]
["10.10.04.03 Светильники ДСП 1471-1472 PRO"]
[null,"LDSP0-1471-18-5000-K01","PRO Светильник ДСП 1471 18Вт 5000К IP69 PMMA IEK","шт","Заказная","ГОФРОКОРОБ",12,1,1,11158.6,9298.8333333329992,7141.5039999999999,5951.2533333333331]
[null,"LDSP0-1472-36-5000-K01","PRO Светильник ДСП 1472 36Вт 5000К IP69 PMMA IEK","шт","Заказная","ГОФРОКОРОБ",9,1,1,13349.26,11124.383333333,8543.5264000000006,7119.605333333333]
["10.10.05 Светильники для высоких пролетов PRO"]
["10.10.05.01 Светильники ДСП 3004-3020 PRO"]
[null,"LDSP0-3006-100-120-K23","Светильник ДСП 3006 PRO 100Вт 120гр 6500К IP65 алюминий IEK","шт","Заказная","ГОФРОКОРОБ",1,1,1,16639.78,13866.483333333001,10649.459199999999,8874.5493333333325]
[null,"LDSP0-3016-100-120-K23","Светильник ДСП 3016 PRO 100Вт 120град 4000К IP65 IEK","шт","Заказная","ГОФРОКОРОБ",1,1,1,16639.78,13866.483333333001,10649.459199999999,8874.5493333333325]
[null,"LDSP0-3009-150-120-K23","Светильник ДСП 3009 PRO 150Вт 120гр 6500К IP65 алюминий IEK","шт","Заказная","ГОФРОКОРОБ",1,1,1,24243.07,20202.558333333,15515.5648,12929.637333333334]
[null,"LDSP0-3012-200-120-K23","Светильник ДСП 3012 PRO 200Вт 120гр 6500К IP65 алюминий IEK","шт","Заказная","ГОФРОКОРОБ",1,1,1,32186.44,26822.033333333002,20599.321599999999,17166.101333333332]
[null,"LDSP0-3015-250-120-K23","Светильник ДСП 3015 PRO 250Вт 120гр 6500К IP65 алюминий IEK","шт",null,"ГОФРОКОРОБ",1,1,1,36583.21,30486.008333333,23413.254400000002,19511.045333333332]
[null,"LDSP0-3004-100-60-K23","Светильник ДСП 3004 PRO 100Вт 60гр 6500К IP65 алюминий IEK","шт",null,"ГОФРОКОРОБ",1,1,1,16639.78,13866.483333333001,10649.459199999999,8874.5493333333325]
[null,"LDSP0-3005-100-90-K23","Светильник ДСП 3005 PRO 100Вт 90гр 6500К IP65 алюминий IEK","шт",null,"ГОФРОКОРОБ",1,1,1,16639.78,13866.483333333001,10649.459199999999,8874.5493333333325]
[null,"LDSP0-3017-100-090-K23","Светильник ДСП 3017 PRO 100Вт 90град 4000К IP65 IEK","шт","Заказная","ГОФРОКОРОБ",1,1,1,16639.78,13866.483333333001,10649.459199999999,8874.5493333333325]
[null,"LDSP0-3007-150-60-K23","Светильник ДСП 3007 PRO 150Вт 60гр 6500К IP65 алюминий IEK","шт","Заказная","ГОФРОКОРОБ",1,1,1,24243.07,20202.558333333,15515.5648,12929.637333333334]
[null,"LDSP0-3008-150-90-K23","Светильник ДСП 3008 PRO 150Вт 90гр 6500К IP65 алюминий IEK","шт","Заказная","ГОФРОКОРОБ",1,1,1,24243.07,20202.558333333,15515.5648,12929.637333333334]
[null,"LDSP0-3018-150-090-K23","Светильник ДСП 3018 PRO 150Вт 90град 4000К IP65 IEK","шт","Заказная","ГОФРОКОРОБ",1,1,1,24243.07,20202.558333333,15515.5648,12929.637333333334]
[null,"LDSP0-3010-200-60-K23","Светильник ДСП 3010 PRO 200Вт 60гр 6500К IP65 алюминий IEK","шт","Заказная","ГОФРОКОРОБ",1,1,1,32186.44,26822.033333333002,20599.321599999999,17166.101333333332]
[null,"LDSP0-3011-200-90-K23","Светильник ДСП 3011 PRO 200Вт 90гр 6500К IP65 алюминий IEK","шт","Заказная","ГОФРОКОРОБ",1,1,1,32186.44,26822.033333333002,20599.321599999999,17166.101333333332]
[null,"LDSP0-3019-200-090-K23","Светильник ДСП 3019 PRO 200Вт 90град 4000К IP65 IEK","шт","Заказная","ГОФРОКОРОБ",1,1,1,32186.44,26822.033333333002,20599.321599999999,17166.101333333332]
[null,"LDSP0-3014-250-90-K23","Светильник ДСП 3014 PRO 250Вт 90гр 6500К IP65 алюминий IEK","шт","Заказная","ГОФРОКОРОБ",1,1,1,36583.21,30486.008333333,23413.254400000002,19511.045333333332]
[null,"PR-DSP0-3020-100-090-K23","PRO Светильник ДСП 3020 100Вт 90гр 5000К IP65 IEK","шт",null,"ГОФРОКОРОБ",2,1,1,12955.55,10796.291666666,8291.5519999999997,6909.626666666667]
[null,"PR-DSP0-3020-100-120-K23","PRO Светильник ДСП 3020 100Вт 120гр 5000К IP65 IEK","шт",null,"ГОФРОКОРОБ",2,1,1,12955.55,10796.291666666,8291.5519999999997,6909.626666666667]
[null,"PR-DSP0-3020-150-090-K23","PRO Светильник ДСП 3020 150Вт 90гр 5000К IP65 IEK","шт",null,"ГОФРОКОРОБ",2,1,1,20243.04,16869.2,12955.545599999999,10796.288]
[null,"PR-DSP0-3020-200-090-K23","PRO Светильник ДСП 3020 200Вт 90гр 5000К IP65 IEK","шт",null,"КОРОБКА/БОКС",1,1,1,26990.7,22492.25,17274.047999999999,14395.04]
[null,"PR-DSP0-3020-150-120-K23","PRO Светильник ДСП 3020 150Вт 120гр 5000К IP65 IEK","шт",null,"ГОФРОКОРОБ",2,1,1,20243.04,16869.2,12955.545599999999,10796.288]
[null,"PR-DSP0-3020-200-120-K23","PRO Светильник ДСП 3020 200Вт 120гр 5000К IP65 IEK","шт",null,"КОРОБКА/БОКС",1,1,1,26990.7,22492.25,17274.047999999999,14395.04]
["10.10.05.02 Светильники ДСП 8002-8003 PRO"]
[null,"LDSP0-8002-100-50-K01","Светильник ДСП 8002 PRO 100Вт 5000К IP69 алюминий IEK","шт","Заказная","КОРОБКА/БОКС",2,1,1,28056.13,23380.108333332999,17955.923200000001,14963.269333333334]
["10.10.05.03 Светильники ДСП 7030-7047 PRO"]
[null,"LT-DSP0-7030-020-40-K02","PRO Светильник LED ДСП 7030 20Вт Г30 4000К IP66 IEK","шт","Заказная","КОРОБКА/БОКС",1,1,1,13063.58,10886.316666666,8360.6911999999993,6967.242666666667]
[null,"LT-DSP0-7030-020-50-K02","PRO Светильник LED ДСП 7030 20Вт Г30 5000К IP66 IEK","шт","Заказная","КОРОБКА/БОКС",1,1,1,13063.58,10886.316666666,8360.6911999999993,6967.242666666667]
[null,"LT-DSP0-7031-020-40-K02","PRO Светильник LED ДСП 7031 20Вт Г30 4000К IP66 IEK","шт","Заказная","КОРОБКА/БОКС",1,1,1,13063.58,10886.316666666,8360.6911999999993,6967.242666666667]
[null,"LT-DSP0-7031-020-50-K02","PRO Светильник LED ДСП 7031 20Вт Г30 5000К IP66 IEK","шт","Заказная","КОРОБКА/БОКС",1,1,1,13063.58,10886.316666666,8360.6911999999993,6967.242666666667]
[null,"LT-DSP0-7032-020-40-K02","PRO Светильник LED ДСП 7032 20Вт Г30 4000К IP66 IEK","шт","Заказная","КОРОБКА/БОКС",1,1,1,13063.58,10886.316666666,8360.6911999999993,6967.242666666667]
[null,"LT-DSP0-7032-020-50-K02","PRO Светильник LED ДСП 7032 20Вт Г30 5000К IP66 IEK","шт","Заказная","КОРОБКА/БОКС",1,1,1,13063.58,10886.316666666,8360.6911999999993,6967.242666666667]
[null,"LT-DSP0-7033-020-40-K02","PRO Светильник LED ДСП 7033 20Вт ГСП105 4000К IP66 IEK","шт","Заказная","КОРОБКА/БОКС",1,1,1,10026.56,8355.4666666659996,6416.9984000000004,5347.4986666666664]
[null,"LT-DSP0-7033-020-50-K02","PRO Светильник LED ДСП 7033 20Вт ГСП105 5000К IP66 IEK","шт","Заказная","КОРОБКА/БОКС",1,1,1,10026.56,8355.4666666659996,6416.9984000000004,5347.4986666666664]
[null,"LT-DSP0-7034-020-40-K02","PRO Светильник LED ДСП 7034 20Вт ГСП105 4000К IP66 IEK","шт","Заказная","КОРОБКА/БОКС",1,1,1,10026.56,8355.4666666659996,6416.9984000000004,5347.4986666666664]
[null,"LT-DSP0-7034-020-50-K02","PRO Светильник LED ДСП 7034 20Вт ГСП105 5000К IP66 IEK","шт","Заказная","КОРОБКА/БОКС",1,1,1,10026.56,8355.4666666659996,6416.9984000000004,5347.4986666666664]
[null,"LT-DSP0-7035-020-40-K02","PRO Светильник LED ДСП 7035 20Вт ГСП105 4000К IP66 IEK","шт","Заказная","КОРОБКА/БОКС",1,1,1,10026.56,8355.4666666659996,6416.9984000000004,5347.4986666666664]
[null,"LT-DSP0-7035-020-50-K02","PRO Светильник LED ДСП 7035 20Вт ГСП105 5000К IP66 IEK","шт","Заказная","КОРОБКА/БОКС",1,1,1,10026.56,8355.4666666659996,6416.9984000000004,5347.4986666666664]
[null,"LT-DSP0-7036-020-40-K02","PRO Светильник LED ДСП 7036 20Вт ГСП-II 4000К IP66 IEK","шт","Заказная","КОРОБКА/БОКС",1,1,1,10026.56,8355.4666666659996,6416.9984000000004,5347.4986666666664]
[null,"LT-DSP0-7036-020-50-K02","PRO Светильник LED ДСП 7036 20Вт ГСП-II 5000К IP66 IEK","шт","Заказная","КОРОБКА/БОКС",1,1,1,10026.56,8355.4666666659996,6416.9984000000004,5347.4986666666664]
[null,"LT-DSP0-7037-020-40-K02","PRO Светильник LED ДСП 7037 20Вт ГСП-II 4000К IP66 IEK","шт","Заказная","КОРОБКА/БОКС",1,1,1,10026.56,8355.4666666659996,6416.9984000000004,5347.4986666666664]
[null,"LT-DSP0-7037-020-50-K02","PRO Светильник LED ДСП 7037 20Вт ГСП-II 5000К IP66 IEK","шт","Заказная","КОРОБКА/БОКС",1,1,1,10026.56,8355.4666666659996,6416.9984000000004,5347.4986666666664]
[null,"LT-DSP0-7038-020-40-K02","PRO Светильник LED ДСП 7038 20Вт ГСП-II 4000К IP66 IEK","шт","Заказная","КОРОБКА/БОКС",1,1,1,10026.56,8355.4666666659996,6416.9984000000004,5347.4986666666664]
[null,"LT-DSP0-7038-020-50-K02","PRO Светильник LED ДСП 7038 20Вт ГСП-II 5000К IP66 IEK","шт","Заказная","КОРОБКА/БОКС",1,1,1,10026.56,8355.4666666659996,6416.9984000000004,5347.4986666666664]
[null,"LT-DSP0-7039-020-40-K02","PRO Светильник LED ДСП 7039 20Вт Д 4000К IP66 IEK","шт","Заказная","КОРОБКА/БОКС",1,1,1,9801.59,8167.9916666660001,6273.0176000000001,5227.5146666666669]
[null,"LT-DSP0-7039-020-50-K02","PRO Светильник LED ДСП 7039 20Вт Д 5000К IP66 IEK","шт","Заказная","КОРОБКА/БОКС",1,1,1,9801.59,8167.9916666660001,6273.0176000000001,5227.5146666666669]
[null,"LT-DSP0-7040-020-40-K02","PRO Светильник LED ДСП 7040 20Вт Д 4000К IP66 IEK","шт","Заказная","КОРОБКА/БОКС",1,1,1,9801.59,8167.9916666660001,6273.0176000000001,5227.5146666666669]
[null,"LT-DSP0-7040-020-50-K02","PRO Светильник LED ДСП 7040 20Вт Д 5000К IP66 IEK","шт","Заказная","КОРОБКА/БОКС",1,1,1,9801.59,8167.9916666660001,6273.0176000000001,5227.5146666666669]
[null,"LT-DSP0-7041-020-40-K02","PRO Светильник LED ДСП 7041 20Вт Д 4000К IP66 IEK","шт","Заказная","КОРОБКА/БОКС",1,1,1,9801.59,8167.9916666660001,6273.0176000000001,5227.5146666666669]
[null,"LT-DSP0-7041-020-50-K02","PRO Светильник LED ДСП 7041 20Вт Д 5000К IP66 IEK","шт","Заказная","КОРОБКА/БОКС",1,1,1,9801.59,8167.9916666660001,6273.0176000000001,5227.5146666666669]
[null,"LT-DSP0-7042-020-40-K02","PRO Светильник LED ДСП 7042 20Вт Д 4000К IP66 IEK","шт","Заказная","КОРОБКА/БОКС",1,1,1,9407.92,7839.9333333329996,6021.0688,5017.5573333333332]
[null,"LT-DSP0-7042-020-50-K02","PRO Светильник LED ДСП 7042 20Вт Д 5000К IP66 IEK","шт","Заказная","КОРОБКА/БОКС",1,1,1,9407.92,7839.9333333329996,6021.0688,5017.5573333333332]
[null,"LT-DSP0-7043-020-40-K02","PRO Светильник LED ДСП 7043 20Вт Д 4000К IP66 IEK","шт","Заказная","КОРОБКА/БОКС",1,1,1,9407.92,7839.9333333329996,6021.0688,5017.5573333333332]
[null,"LT-DSP0-7043-020-50-K02","PRO Светильник LED ДСП 7043 20Вт Д 5000К IP66 IEK","шт","Заказная","КОРОБКА/БОКС",1,1,1,9407.92,7839.9333333329996,6021.0688,5017.5573333333332]
[null,"LT-DSP0-7044-020-40-K02","PRO Светильник LED ДСП 7044 20Вт Д 4000К IP66 IEK","шт","Заказная","КОРОБКА/БОКС",1,1,1,9407.92,7839.9333333329996,6021.0688,5017.5573333333332]
[null,"LT-DSP0-7044-020-50-K02","PRO Светильник LED ДСП 7044 20Вт Д 5000К IP66 IEK","шт","Заказная","КОРОБКА/БОКС",1,1,1,9407.92,7839.9333333329996,6021.0688,5017.5573333333332]
[null,"LT-DSP0-7045-020-40-K02","PRO Светильник LED ДСП 7045 20Вт К15 4000К IP66 IEK","шт","Заказная","КОРОБКА/БОКС",1,1,1,13063.58,10886.316666666,8360.6911999999993,6967.242666666667]
[null,"LT-DSP0-7045-020-50-K02","PRO Светильник LED ДСП 7045 20Вт К15 5000К IP66 IEK","шт","Заказная","КОРОБКА/БОКС",1,1,1,13063.58,10886.316666666,8360.6911999999993,6967.242666666667]
[null,"LT-DSP0-7046-020-40-K02","PRO Светильник LED ДСП 7046 20Вт К15 4000К IP66 IEK","шт","Заказная","КОРОБКА/БОКС",1,1,1,13063.58,10886.316666666,8360.6911999999993,6967.242666666667]
[null,"LT-DSP0-7046-020-50-K02","PRO Светильник LED ДСП 7046 20Вт К15 5000К IP66 IEK","шт","Заказная","КОРОБКА/БОКС",1,1,1,13063.58,10886.316666666,8360.6911999999993,6967.242666666667]
[null,"LT-DSP0-7047-020-40-K02","PRO Светильник LED ДСП 7047 20Вт К15 4000К IP66 IEK","шт","Заказная","КОРОБКА/БОКС",1,1,1,13063.58,10886.316666666,8360.6911999999993,6967.242666666667]
[null,"LT-DSP0-7047-020-50-K02","PRO Светильник LED ДСП 7047 20Вт К15 5000К IP66 IEK","шт","Заказная","КОРОБКА/БОКС",1,1,1,13063.58,10886.316666666,8360.6911999999993,6967.242666666667]
[null,"LT-DSP0-7030-035-40-K02","PRO Светильник LED ДСП 7030 35Вт Г30 4000К IP66 IEK","шт","Заказная","КОРОБКА/БОКС",1,1,1,16494.3,13745.25,10556.352000000001,8796.9599999999991]
[null,"LT-DSP0-7030-035-50-K02","PRO Светильник LED ДСП 7030 35Вт Г30 5000К IP66 IEK","шт","Заказная","КОРОБКА/БОКС",1,1,1,16494.3,13745.25,10556.352000000001,8796.9599999999991]
[null,"LT-DSP0-7031-035-40-K02","PRO Светильник LED ДСП 7031 35Вт Г30 4000К IP66 IEK","шт","Заказная","КОРОБКА/БОКС",1,1,1,16494.3,13745.25,10556.352000000001,8796.9599999999991]
[null,"LT-DSP0-7031-035-50-K02","PRO Светильник LED ДСП 7031 35Вт Г30 5000К IP66 IEK","шт","Заказная","КОРОБКА/БОКС",1,1,1,16494.3,13745.25,10556.352000000001,8796.9599999999991]
[null,"LT-DSP0-7032-035-40-K02","PRO Светильник LED ДСП 7032 35Вт Г30 4000К IP66 IEK","шт","Заказная","КОРОБКА/БОКС",1,1,1,16494.3,13745.25,10556.352000000001,8796.9599999999991]
[null,"LT-DSP0-7032-035-50-K02","PRO Светильник LED ДСП 7032 35Вт Г30 5000К IP66 IEK","шт","Заказная","КОРОБКА/БОКС",1,1,1,16494.3,13745.25,10556.352000000001,8796.9599999999991]
[null,"LT-DSP0-7033-035-40-K02","PRO Светильник LED ДСП 7033 35Вт ГСП105 4000К IP66 IEK","шт","Заказная","КОРОБКА/БОКС",1,1,1,12951.1,10792.583333332999,8288.7039999999997,6907.2533333333331]
[null,"LT-DSP0-7033-035-50-K02","PRO Светильник LED ДСП 7033 35Вт ГСП105 5000К IP66 IEK","шт","Заказная","КОРОБКА/БОКС",1,1,1,12951.1,10792.583333332999,8288.7039999999997,6907.2533333333331]
[null,"LT-DSP0-7034-035-40-K02","PRO Светильник LED ДСП 7034 35Вт ГСП105 4000К IP66 IEK","шт","Заказная","КОРОБКА/БОКС",1,1,1,12951.1,10792.583333332999,8288.7039999999997,6907.2533333333331]
[null,"LT-DSP0-7034-035-50-K02","PRO Светильник LED ДСП 7034 35Вт ГСП105 5000К IP66 IEK","шт","Заказная","КОРОБКА/БОКС",1,1,1,12951.1,10792.583333332999,8288.7039999999997,6907.2533333333331]
[null,"LT-DSP0-7035-035-40-K02","PRO Светильник LED ДСП 7035 35Вт ГСП105 4000К IP66 IEK","шт","Заказная","КОРОБКА/БОКС",1,1,1,12951.1,10792.583333332999,8288.7039999999997,6907.2533333333331]
[null,"LT-DSP0-7035-035-50-K02","PRO Светильник LED ДСП 7035 35Вт ГСП105 5000К IP66 IEK","шт","Заказная","КОРОБКА/БОКС",1,1,1,12951.1,10792.583333332999,8288.7039999999997,6907.2533333333331]
[null,"LT-DSP0-7036-035-40-K02","PRO Светильник LED ДСП 7036 35Вт ГСП-II 4000К IP66 IEK","шт","Заказная","КОРОБКА/БОКС",1,1,1,12951.1,10792.583333332999,8288.7039999999997,6907.2533333333331]
[null,"LT-DSP0-7036-035-50-K02","PRO Светильник LED ДСП 7036 35Вт ГСП-II 5000К IP66 IEK","шт","Заказная","КОРОБКА/БОКС",1,1,1,12951.1,10792.583333332999,8288.7039999999997,6907.2533333333331]
[null,"LT-DSP0-7037-035-40-K02","PRO Светильник LED ДСП 7037 35Вт ГСП-II 4000К IP66 IEK","шт","Заказная","КОРОБКА/БОКС",1,1,1,12951.1,10792.583333332999,8288.7039999999997,6907.2533333333331]
[null,"LT-DSP0-7037-035-50-K02","PRO Светильник LED ДСП 7037 35Вт ГСП-II 5000К IP66 IEK","шт","Заказная","КОРОБКА/БОКС",1,1,1,12951.1,10792.583333332999,8288.7039999999997,6907.2533333333331]
[null,"LT-DSP0-7038-035-40-K02","PRO Светильник LED ДСП 7038 35Вт ГСП-II 4000К IP66 IEK","шт","Заказная","КОРОБКА/БОКС",1,1,1,12951.1,10792.583333332999,8288.7039999999997,6907.2533333333331]
[null,"LT-DSP0-7038-035-50-K02","PRO Светильник LED ДСП 7038 35Вт ГСП-II 5000К IP66 IEK","шт","Заказная","КОРОБКА/БОКС",1,1,1,12951.1,10792.583333332999,8288.7039999999997,6907.2533333333331]
[null,"LT-DSP0-7039-035-40-K02","PRO Светильник LED ДСП 7039 35Вт Д 4000К IP66 IEK","шт","Заказная","КОРОБКА/БОКС",1,1,1,12288.7,10240.583333332999,7864.768,6553.9733333333334]
[null,"LT-DSP0-7039-035-50-K02","PRO Светильник LED ДСП 7039 35Вт Д 5000К IP66 IEK","шт","Заказная","КОРОБКА/БОКС",1,1,1,12288.7,10240.583333332999,7864.768,6553.9733333333334]
[null,"LT-DSP0-7040-035-40-K02","PRO Светильник LED ДСП 7040 35Вт Д 4000К IP66 IEK","шт","Заказная","КОРОБКА/БОКС",1,1,1,12288.7,10240.583333332999,7864.768,6553.9733333333334]
[null,"LT-DSP0-7040-035-50-K02","PRO Светильник LED ДСП 7040 35Вт Д 5000К IP66 IEK","шт","Заказная","КОРОБКА/БОКС",1,1,1,12288.7,10240.583333332999,7864.768,6553.9733333333334]
[null,"LT-DSP0-7041-035-40-K02","PRO Светильник LED ДСП 7041 35Вт Д 4000К IP66 IEK","шт","Заказная","КОРОБКА/БОКС",1,1,1,12288.7,10240.583333332999,7864.768,6553.9733333333334]
[null,"LT-DSP0-7041-035-50-K02","PRO Светильник LED ДСП 7041 35Вт Д 5000К IP66 IEK","шт","Заказная","КОРОБКА/БОКС",1,1,1,12288.7,10240.583333332999,7864.768,6553.9733333333334]
[null,"LT-DSP0-7042-035-40-K02","PRO Светильник LED ДСП 7042 35Вт Д 4000К IP66 IEK","шт","Заказная","КОРОБКА/БОКС",1,1,1,11826.28,9855.2333333330007,7568.8191999999999,6307.3493333333336]
[null,"LT-DSP0-7042-035-50-K02","PRO Светильник LED ДСП 7042 35Вт Д 5000К IP66 IEK","шт","Заказная","КОРОБКА/БОКС",1,1,1,11826.28,9855.2333333330007,7568.8191999999999,6307.3493333333336]
[null,"LT-DSP0-7043-035-40-K02","PRO Светильник LED ДСП 7043 35Вт Д 4000К IP66 IEK","шт","Заказная","КОРОБКА/БОКС",1,1,1,11826.28,9855.2333333330007,7568.8191999999999,6307.3493333333336]
[null,"LT-DSP0-7043-035-50-K02","PRO Светильник LED ДСП 7043 35Вт Д 5000К IP66 IEK","шт","Заказная","КОРОБКА/БОКС",1,1,1,11826.28,9855.2333333330007,7568.8191999999999,6307.3493333333336]
[null,"LT-DSP0-7044-035-40-K02","PRO Светильник LED ДСП 7044 35Вт Д 4000К IP66 IEK","шт","Заказная","КОРОБКА/БОКС",1,1,1,11826.28,9855.2333333330007,7568.8191999999999,6307.3493333333336]
[null,"LT-DSP0-7044-035-50-K02","PRO Светильник LED ДСП 7044 35Вт Д 5000К IP66 IEK","шт","Заказная","КОРОБКА/БОКС",1,1,1,11826.28,9855.2333333330007,7568.8191999999999,6307.3493333333336]
[null,"LT-DSP0-7045-035-40-K02","PRO Светильник LED ДСП 7045 35Вт К15 4000К IP66 IEK","шт","Заказная","КОРОБКА/БОКС",1,1,1,16494.3,13745.25,10556.352000000001,8796.9599999999991]
[null,"LT-DSP0-7045-035-50-K02","PRO Светильник LED ДСП 7045 35Вт К15 5000К IP66 IEK","шт","Заказная","КОРОБКА/БОКС",1,1,1,16494.3,13745.25,10556.352000000001,8796.9599999999991]
[null,"LT-DSP0-7046-035-40-K02","PRO Светильник LED ДСП 7046 35Вт К15 4000К IP66 IEK","шт","Заказная","КОРОБКА/БОКС",1,1,1,16494.3,13745.25,10556.352000000001,8796.9599999999991]
[null,"LT-DSP0-7046-035-50-K02","PRO Светильник LED ДСП 7046 35Вт К15 5000К IP66 IEK","шт","Заказная","КОРОБКА/БОКС",1,1,1,16494.3,13745.25,10556.352000000001,8796.9599999999991]
[null,"LT-DSP0-7047-035-40-K02","PRO Светильник LED ДСП 7047 35Вт К15 4000К IP66 IEK","шт","Заказная","КОРОБКА/БОКС",1,1,1,16494.3,13745.25,10556.352000000001,8796.9599999999991]
[null,"LT-DSP0-7047-035-50-K02","PRO Светильник LED ДСП 7047 35Вт К15 5000К IP66 IEK","шт","Заказная","КОРОБКА/БОКС",1,1,1,16494.3,13745.25,10556.352000000001,8796.9599999999991]
[null,"LT-DSP0-7030-050-40-K02","PRO Светильник LED ДСП 7030 50Вт Г30 4000К IP66 IEK","шт","Заказная","КОРОБКА/БОКС",1,1,1,21006.1,17505.083333333001,13443.904,11203.253333333334]
[null,"LT-DSP0-7030-050-50-K02","PRO Светильник LED ДСП 7030 50Вт Г30 5000К IP66 IEK","шт","Заказная","КОРОБКА/БОКС",1,1,1,21006.1,17505.083333333001,13443.904,11203.253333333334]
[null,"LT-DSP0-7031-050-40-K02","PRO Светильник LED ДСП 7031 50Вт Г30 4000К IP66 IEK","шт","Заказная","КОРОБКА/БОКС",1,1,1,21006.1,17505.083333333001,13443.904,11203.253333333334]
[null,"LT-DSP0-7031-050-50-K02","PRO Светильник LED ДСП 7031 50Вт Г30 5000К IP66 IEK","шт","Заказная","КОРОБКА/БОКС",1,1,1,21006.1,17505.083333333001,13443.904,11203.253333333334]
[null,"LT-DSP0-7032-050-40-K02","PRO Светильник LED ДСП 7032 50Вт Г30 4000К IP66 IEK","шт","Заказная","КОРОБКА/БОКС",1,1,1,21006.1,17505.083333333001,13443.904,11203.253333333334]
[null,"LT-DSP0-7032-050-50-K02","PRO Светильник LED ДСП 7032 50Вт Г30 5000К IP66 IEK","шт","Заказная","КОРОБКА/БОКС",1,1,1,21006.1,17505.083333333001,13443.904,11203.253333333334]
[null,"LT-DSP0-7033-050-40-K02","PRO Светильник LED ДСП 7033 50Вт Г150 4000К IP66 IEK","шт","Заказная","КОРОБКА/БОКС",1,1,1,17815.97,14846.641666666001,11402.220799999999,9501.8506666666672]
[null,"LT-DSP0-7033-050-50-K02","PRO Светильник LED ДСП 7033 50Вт Г150 5000К IP66 IEK","шт","Заказная","КОРОБКА/БОКС",1,1,1,17815.97,14846.641666666001,11402.220799999999,9501.8506666666672]
[null,"LT-DSP0-7034-050-40-K02","PRO Светильник LED ДСП 7034 50Вт Г150 4000К IP66 IEK","шт","Заказная","КОРОБКА/БОКС",1,1,1,17815.97,14846.641666666001,11402.220799999999,9501.8506666666672]
[null,"LT-DSP0-7034-050-50-K02","PRO Светильник LED ДСП 7034 50Вт Г150 5000К IP66 IEK","шт","Заказная","КОРОБКА/БОКС",1,1,1,17815.97,14846.641666666001,11402.220799999999,9501.8506666666672]
[null,"LT-DSP0-7035-050-40-K02","PRO Светильник LED ДСП 7035 50Вт Г150 4000К IP66 IEK","шт","Заказная","КОРОБКА/БОКС",1,1,1,17815.97,14846.641666666001,11402.220799999999,9501.8506666666672]
[null,"LT-DSP0-7035-050-50-K02","PRO Светильник LED ДСП 7035 50Вт Г150 5000К IP66 IEK","шт","Заказная","КОРОБКА/БОКС",1,1,1,17815.97,14846.641666666001,11402.220799999999,9501.8506666666672]
[null,"LT-DSP0-7036-050-40-K02","PRO Светильник LED ДСП 7036 50Вт ГСП-II 4000К IP66 IEK","шт","Заказная","КОРОБКА/БОКС",1,1,1,17815.97,14846.641666666001,11402.220799999999,9501.8506666666672]
[null,"LT-DSP0-7036-050-50-K02","PRO Светильник LED ДСП 7036 50Вт ГСП-II 5000К IP66 IEK","шт","Заказная","КОРОБКА/БОКС",1,1,1,17815.97,14846.641666666001,11402.220799999999,9501.8506666666672]
[null,"LT-DSP0-7037-050-40-K02","PRO Светильник LED ДСП 7037 50Вт ГСП-II 4000К IP66 IEK","шт","Заказная","КОРОБКА/БОКС",1,1,1,17815.97,14846.641666666001,11402.220799999999,9501.8506666666672]
[null,"LT-DSP0-7037-050-50-K02","PRO Светильник LED ДСП 7037 50Вт ГСП-II 5000К IP66 IEK","шт","Заказная","КОРОБКА/БОКС",1,1,1,17815.97,14846.641666666001,11402.220799999999,9501.8506666666672]
[null,"LT-DSP0-7038-050-40-K02","PRO Светильник LED ДСП 7038 50Вт ГСП-II 4000К IP66 IEK","шт","Заказная","КОРОБКА/БОКС",1,1,1,17815.97,14846.641666666001,11402.220799999999,9501.8506666666672]
[null,"LT-DSP0-7038-050-50-K02","PRO Светильник LED ДСП 7038 50Вт ГСП-II 5000К IP66 IEK","шт","Заказная","КОРОБКА/БОКС",1,1,1,17815.97,14846.641666666001,11402.220799999999,9501.8506666666672]
[null,"LT-DSP0-7039-050-40-K02","PRO Светильник LED ДСП 7039 50Вт Д 4000К IP66 IEK","шт","Заказная","КОРОБКА/БОКС",1,1,1,15157.01,12630.841666666,9700.4863999999998,8083.7386666666671]
[null,"LT-DSP0-7039-050-50-K02","PRO Светильник LED ДСП 7039 50Вт Д 5000К IP66 IEK","шт","Заказная","КОРОБКА/БОКС",1,1,1,15157.01,12630.841666666,9700.4863999999998,8083.7386666666671]
[null,"LT-DSP0-7040-050-40-K02","PRO Светильник LED ДСП 7040 50Вт Д 4000К IP66 IEK","шт","Заказная","КОРОБКА/БОКС",1,1,1,15157.01,12630.841666666,9700.4863999999998,8083.7386666666671]
[null,"LT-DSP0-7040-050-50-K02","PRO Светильник LED ДСП 7040 50Вт Д 5000К IP66 IEK","шт","Заказная","КОРОБКА/БОКС",1,1,1,15157.01,12630.841666666,9700.4863999999998,8083.7386666666671]
[null,"LT-DSP0-7041-050-40-K02","PRO Светильник LED ДСП 7041 50Вт Д 4000К IP66 IEK","шт","Заказная","КОРОБКА/БОКС",1,1,1,15157.01,12630.841666666,9700.4863999999998,8083.7386666666671]
[null,"LT-DSP0-7041-050-50-K02","PRO Светильник LED ДСП 7041 50Вт Д 5000К IP66 IEK","шт","Заказная","КОРОБКА/БОКС",1,1,1,15157.01,12630.841666666,9700.4863999999998,8083.7386666666671]
[null,"LT-DSP0-7045-050-40-K02","PRO Светильник LED ДСП 7045 50Вт К15 4000К IP66 IEK","шт","Заказная","КОРОБКА/БОКС",1,1,1,21006.1,17505.083333333001,13443.904,11203.253333333334]
[null,"LT-DSP0-7045-050-50-K02","PRO Светильник LED ДСП 7045 50Вт К15 5000К IP66 IEK","шт","Заказная","КОРОБКА/БОКС",1,1,1,21006.1,17505.083333333001,13443.904,11203.253333333334]
[null,"LT-DSP0-7046-050-40-K02","PRO Светильник LED ДСП 7046 50Вт К15 4000К IP66 IEK","шт","Заказная","КОРОБКА/БОКС",1,1,1,21006.1,17505.083333333001,13443.904,11203.253333333334]
[null,"LT-DSP0-7046-050-50-K02","PRO Светильник LED ДСП 7046 50Вт К15 5000К IP66 IEK","шт","Заказная","КОРОБКА/БОКС",1,1,1,21006.1,17505.083333333001,13443.904,11203.253333333334]
[null,"LT-DSP0-7047-050-40-K02","PRO Светильник LED ДСП 7047 50Вт К15 4000К IP66 IEK","шт","Заказная","КОРОБКА/БОКС",1,1,1,21006.1,17505.083333333001,13443.904,11203.253333333334]
[null,"LT-DSP0-7047-050-50-K02","PRO Светильник LED ДСП 7047 50Вт К15 5000К IP66 IEK","шт","Заказная","КОРОБКА/БОКС",1,1,1,21006.1,17505.083333333001,13443.904,11203.253333333334]
[null,"LT-DSP0-7030-100-40-K02","PRO Светильник LED ДСП 7030 100Вт Г30 4000К IP66 IEK","шт","Заказная","КОРОБКА/БОКС",1,1,1,40774.879999999997,33979.066666666004,26095.923200000001,21746.602666666666]
[null,"LT-DSP0-7030-100-50-K02","PRO Светильник LED ДСП 7030 100Вт Г30 5000К IP66 IEK","шт","Заказная","КОРОБКА/БОКС",1,1,1,40774.879999999997,33979.066666666004,26095.923200000001,21746.602666666666]
[null,"LT-DSP0-7031-100-40-K02","PRO Светильник LED ДСП 7031 100Вт Г30 4000К IP66 IEK","шт","Заказная","КОРОБКА/БОКС",1,1,1,40774.879999999997,33979.066666666004,26095.923200000001,21746.602666666666]
[null,"LT-DSP0-7031-100-50-K02","PRO Светильник LED ДСП 7031 100Вт Г30 5000К IP66 IEK","шт","Заказная","КОРОБКА/БОКС",1,1,1,40774.879999999997,33979.066666666004,26095.923200000001,21746.602666666666]
[null,"LT-DSP0-7032-100-40-K02","PRO Светильник LED ДСП 7032 100Вт Г30 4000К IP66 IEK","шт","Заказная","КОРОБКА/БОКС",1,1,1,40774.879999999997,33979.066666666004,26095.923200000001,21746.602666666666]
[null,"LT-DSP0-7032-100-50-K02","PRO Светильник LED ДСП 7032 100Вт Г30 5000К IP66 IEK","шт","Заказная","КОРОБКА/БОКС",1,1,1,40774.879999999997,33979.066666666004,26095.923200000001,21746.602666666666]
[null,"LT-DSP0-7033-100-40-K02","PRO Светильник LED ДСП 7033 100Вт ГСП105 4000К IP66 IEK","шт","Заказная","КОРОБКА/БОКС",1,1,1,34025.93,28354.941666666,21776.5952,18147.162666666667]
[null,"LT-DSP0-7033-100-50-K02","PRO Светильник LED ДСП 7033 100Вт ГСП105 5000К IP66 IEK","шт","Заказная","КОРОБКА/БОКС",1,1,1,34025.93,28354.941666666,21776.5952,18147.162666666667]
[null,"LT-DSP0-7034-100-40-K02","PRO Светильник LED ДСП 7034 100Вт ГСП105 4000К IP66 IEK","шт","Заказная","КОРОБКА/БОКС",1,1,1,34025.93,28354.941666666,21776.5952,18147.162666666667]
[null,"LT-DSP0-7034-100-50-K02","PRO Светильник LED ДСП 7034 100Вт ГСП105 5000К IP66 IEK","шт","Заказная","КОРОБКА/БОКС",1,1,1,34025.93,28354.941666666,21776.5952,18147.162666666667]
[null,"LT-DSP0-7035-100-40-K02","PRO Светильник LED ДСП 7035 100Вт ГСП105 4000К IP66 IEK","шт","Заказная","КОРОБКА/БОКС",1,1,1,34025.93,28354.941666666,21776.5952,18147.162666666667]
[null,"LT-DSP0-7035-100-50-K02","PRO Светильник LED ДСП 7035 100Вт ГСП105 5000К IP66 IEK","шт","Заказная","КОРОБКА/БОКС",1,1,1,34025.93,28354.941666666,21776.5952,18147.162666666667]
[null,"LT-DSP0-7036-100-40-K02","PRO Светильник LED ДСП 7036 100Вт ГСП-II 4000К IP66 IEK","шт","Заказная","КОРОБКА/БОКС",1,1,1,34025.93,28354.941666666,21776.5952,18147.162666666667]
[null,"LT-DSP0-7036-100-50-K02","PRO Светильник LED ДСП 7036 100Вт ГСП-II 5000К IP66 IEK","шт","Заказная","КОРОБКА/БОКС",1,1,1,34025.93,28354.941666666,21776.5952,18147.162666666667]
[null,"LT-DSP0-7037-100-40-K02","PRO Светильник LED ДСП 7037 100Вт ГСП-II 4000К IP66 IEK","шт","Заказная","КОРОБКА/БОКС",1,1,1,34025.93,28354.941666666,21776.5952,18147.162666666667]
[null,"LT-DSP0-7037-100-50-K02","PRO Светильник LED ДСП 7037 100Вт ГСП-II 5000К IP66 IEK","шт","Заказная","КОРОБКА/БОКС",1,1,1,34025.93,28354.941666666,21776.5952,18147.162666666667]
[null,"LT-DSP0-7038-100-40-K02","PRO Светильник LED ДСП 7038 100Вт ГСП-II 4000К IP66 IEK","шт","Заказная","КОРОБКА/БОКС",1,1,1,34025.93,28354.941666666,21776.5952,18147.162666666667]
[null,"LT-DSP0-7038-100-50-K02","PRO Светильник LED ДСП 7038 100Вт ГСП-II 5000К IP66 IEK","шт","Заказная","КОРОБКА/БОКС",1,1,1,34025.93,28354.941666666,21776.5952,18147.162666666667]
[null,"LT-DSP0-7039-100-40-K02","PRO Светильник LED ДСП 7039 100Вт Д 4000К IP66 IEK","шт","Заказная","КОРОБКА/БОКС",1,1,1,29064.22,24220.183333333,18601.1008,15500.917333333333]
[null,"LT-DSP0-7039-100-50-K02","PRO Светильник LED ДСП 7039 100Вт Д 5000К IP66 IEK","шт","Заказная","КОРОБКА/БОКС",1,1,1,29064.22,24220.183333333,18601.1008,15500.917333333333]
[null,"LT-DSP0-7040-100-40-K02","PRO Светильник LED ДСП 7040 100Вт Д 4000К IP66 IEK","шт","Заказная","КОРОБКА/БОКС",1,1,1,29064.22,24220.183333333,18601.1008,15500.917333333333]
[null,"LT-DSP0-7040-100-50-K02","PRO Светильник LED ДСП 7040 100Вт Д 5000К IP66 IEK","шт","Заказная","КОРОБКА/БОКС",1,1,1,29064.22,24220.183333333,18601.1008,15500.917333333333]
[null,"LT-DSP0-7041-100-40-K02","PRO Светильник LED ДСП 7041 100Вт Д 4000К IP66 IEK","шт","Заказная","КОРОБКА/БОКС",1,1,1,29064.22,24220.183333333,18601.1008,15500.917333333333]
[null,"LT-DSP0-7041-100-50-K02","PRO Светильник LED ДСП 7041 100Вт Д 5000К IP66 IEK","шт","Заказная","КОРОБКА/БОКС",1,1,1,29064.22,24220.183333333,18601.1008,15500.917333333333]
[null,"LT-DSP0-7045-100-40-K02","PRO Светильник LED ДСП 7045 100Вт К15 4000К IP66 IEK","шт","Заказная","КОРОБКА/БОКС",1,1,1,40774.879999999997,33979.066666666004,26095.923200000001,21746.602666666666]
[null,"LT-DSP0-7045-100-50-K02","PRO Светильник LED ДСП 7045 100Вт К15 5000К IP66 IEK","шт","Заказная","КОРОБКА/БОКС",1,1,1,40774.879999999997,33979.066666666004,26095.923200000001,21746.602666666666]
[null,"LT-DSP0-7046-100-40-K02","PRO Светильник LED ДСП 7046 100Вт К15 4000К IP66 IEK","шт","Заказная","КОРОБКА/БОКС",1,1,1,40774.879999999997,33979.066666666004,26095.923200000001,21746.602666666666]
[null,"LT-DSP0-7046-100-50-K02","PRO Светильник LED ДСП 7046 100Вт К15 5000К IP66 IEK","шт","Заказная","КОРОБКА/БОКС",1,1,1,40774.879999999997,33979.066666666004,26095.923200000001,21746.602666666666]
[null,"LT-DSP0-7047-100-40-K02","PRO Светильник LED ДСП 7047 100Вт К15 4000К IP66 IEK","шт","Заказная","КОРОБКА/БОКС",1,1,1,40774.879999999997,33979.066666666004,26095.923200000001,21746.602666666666]
[null,"LT-DSP0-7047-100-50-K02","PRO Светильник LED ДСП 7047 100Вт К15 5000К IP66 IEK","шт","Заказная","КОРОБКА/БОКС",1,1,1,40774.879999999997,33979.066666666004,26095.923200000001,21746.602666666666]
["10.10.05.05 Комплекты ПРОМО с ДСП"]
[null,"LDSP0-3005-D3-1-K02","Светильник ДСП 3005 PRO 100Вт 90гр 6500К IP65 + ТТУ IEK","компл","Заказная","ГОФРОКОРОБ",1,1,1,16652.990000000002,13877.491666665999,10657.9136,8881.5946666666659]
[null,"LDSP0-3010-200-D175-3-68","Светильник ДСП 3010 200Вт 60гр 6500К IP65 + коннект IP68 IEK","компл",null,"КОРОБКА/БОКС",1,1,1,32606.22,27171.85,20867.980800000001,17389.984]
[null,"LDSP0-8002-100-D175-3-68","Светильник ДСП 8002 PRO 100Вт 5000К IP69 + коннект. IP68 IEK","компл","Заказная","КОРОБКА/БОКС",2,1,1,28475.919999999998,23729.933333333,18224.588800000001,15187.157333333333]
["10.10.06 Прожекторы светодиодные PRO"]
["10.10.06.ХХ.01 Прожекторы светодиодные СДО-08 PRO"]
[null,"LPDO8-01-150-030-50-K02","Прожектор LED СДО 08-150 PRO 30град 5000К IP65 черный IEK","шт","Заказная","ГОФРОКОРОБ",4,1,1,11364.52,9470.4333333329996]
["10.10.06.ХХ.02 Комплекты ПРОМО с прожектором"]
[null,"LPHO03-250-01-D4-1-K02","Прожектор ГО03-250-01 250Вт E40 симметричный IP65 + ТТУ IEK","компл","Заказная","КОРОБКА/БОКС",1,1,1,8085,6737.5,5174.3999999999996,4312]
[null,"LPHO03-250-02-D4-1-K02","Прожектор ГО03-250-02 250Вт E40 асимметричный IP65 + ТТУ IEK","компл","Заказная","КОРОБКА/БОКС",1,1,1,8085,6737.5,5174.3999999999996,4312]
[null,"LPDO8-01-100-40-D15-1-K07","Прожектор LED СДО 08-100 PRO 40х90град 5000К IP65 + ТТУ IEK","компл","Заказная","ГОФРОКОРОБ",4,1,1,8117.5,6764.5833333330002,5195.2,4329.333333333333]
[null,"LPDO8-01-100-D15-1-K07","Прожектор LED СДО 08-100 PRO 30град 5000К IP65 + ТТУ IEK","компл","Заказная","ГОФРОКОРОБ",4,1,1,8117.5,6764.5833333330002,5195.2,4329.333333333333]
[null,"LPDO8-01-100-D3-1-K02","Прожектор LED СДО 08-100 PRO 60град 5000К IP65 + ТТУ IEK","компл","Заказная","ГОФРОКОРОБ",4,1,1,8117.5,6764.5833333330002,5195.2,4329.333333333333]
[null,"LPDO8-01-150-D175-3-68","Прожектор СДО 08-150 40х90гр 5000К IP65 + коннект. IP68 IEK","компл","Заказная","ГОФРОКОРОБ",4,1,1,11784.3,9820.25,7541.9520000000002,6284.96]
[null,"LPDO8-01-150-D3-1-K02","Прожектор LED СДО 08-150 PRO 30град 5000К IP65 + ТТУ IEK","компл","Заказная","ГОФРОКОРОБ",4,1,1,11364.52,9470.4333333329996,7273.2928000000002,6061.0773333333336]
[null,"LPDO8-200-030-D175-3-68","Прожектор СДО 08-200 30град 5000К IP65 + коннект. IP68 IEK","компл","Заказная","ГОФРОКОРОБ",3,1,1,14760.72,12300.6,9446.8608000000004,7872.384]
["10.10.07 Светильники консольные ДКУ PRO"]
["10.10.07.01 Светильники ДКУ 1004 PRO"]
[null,"LDKU1-1004-050-3000-K03","Светильник LED консольный ДКУ 1004-50Ш 3000К IP65 серый IEK","шт",null,"ГОФРОКОРОБ",6,1,1,5861.64,4884.7,3751.4495999999999,3126.2080000000001]
[null,"LDKU1-1004-050-5000-K03","Светильник LED консольный ДКУ 1004-50Ш 5000К IP65 серый IEK","шт",null,"ГОФРОКОРОБ",6,1,1,5861.64,4884.7,3751.4495999999999,3126.2080000000001]
[null,"LDKU1-1004-100-3000-K03","Светильник LED консольный ДКУ 1004-100Ш 3000К IP65 серый IEK","шт",null,"ГОФРОКОРОБ",4,1,1,9505.36,7921.1333333330003,6083.4304000000002,5069.525333333333]
[null,"LDKU1-1004-100-5000-K03","Светильник LED консольный ДКУ 1004-100Ш 5000К IP65 серый IEK","шт",null,"ГОФРОКОРОБ",4,1,1,9505.36,7921.1333333330003,6083.4304000000002,5069.525333333333]
[null,"LDKU1-1004-150-5000-K03","Светильник LED консольный ДКУ 1004-150Ш 5000К IP65 серый IEK","шт",null,"ГОФРОКОРОБ",4,1,1,17109.62,14258.016666666001,10950.156800000001,9125.130666666666]
[null,"LDKU1-1004-200-5000-K03","Светильник LED консольный ДКУ 1004-200Ш 5000К IP65 серый IEK","шт",null,"ГОФРОКОРОБ",2,1,1,19802.78,16502.316666666,12673.779200000001,10561.482666666667]
["10.10.07.02 Светильники ДКУ 1055 PRO"]
[null,"LDKU0-1055-030-5000-K03","PRO Светильник LED ДКУ 1055-30Д 5000К IP65 IEK","шт",null,"ГОФРОКОРОБ",1,1,1,14520,12100,9292.7999999999993,7744]
[null,"LDKU0-1055-050-5000-K03","PRO Светильник LED ДКУ 1055-50Д 5000К IP65 IEK","шт",null,"ГОФРОКОРОБ",1,1,1,16335,13612.5,10454.4,8712]
[null,"LDKU1-1055-030-5000-K03","PRO Светильник LED ДКУ 1055-30Ш 5000К IP65 IEK","шт",null,"ГОФРОКОРОБ",1,1,1,14520,12100,9292.7999999999993,7744]
[null,"LDKU1-1055-050-5000-K03","PRO Светильник LED ДКУ 1055-50Ш 5000К IP65 IEK","шт",null,"ГОФРОКОРОБ",1,1,1,16335,13612.5,10454.4,8712]
[null,"LDKU0-1055-075-5000-K03","PRO Светильник LED ДКУ 1055-75Д 5000К IP65 IEK","шт",null,"ГОФРОКОРОБ",1,1,1,21175,17645.833333333001,13552,11293.333333333334]
[null,"LDKU0-1055-100-5000-K03","PRO Светильник LED ДКУ 1055-100Д 5000К IP65 IEK","шт",null,"ГОФРОКОРОБ",1,1,1,26015,21679.166666665998,16649.599999999999,13874.666666666666]
[null,"LDKU0-1055-120-5000-K03","PRO Светильник LED ДКУ 1055-120Д 5000К IP65 IEK","шт",null,"ГОФРОКОРОБ",1,1,1,26620,22183.333333333001,17036.8,14197.333333333334]
[null,"LDKU1-1055-075-5000-K03","PRO Светильник LED ДКУ 1055-75Ш 5000К IP65 IEK","шт",null,"ГОФРОКОРОБ",1,1,1,21175,17645.833333333001,13552,11293.333333333334]
[null,"LDKU1-1055-100-5000-K03","PRO Светильник LED ДКУ 1055-100Ш 5000К IP65 IEK","шт",null,"ГОФРОКОРОБ",1,1,1,26015,21679.166666665998,16649.599999999999,13874.666666666666]
[null,"LDKU1-1055-120-5000-K03","PRO Светильник LED ДКУ 1055-120Ш 5000К IP65 IEK","шт",null,"ГОФРОКОРОБ",1,1,1,26620,22183.333333333001,17036.8,14197.333333333334]
[null,"LDKU0-1055-150-5000-K03","PRO Светильник LED ДКУ 1055-150Д 5000К IP65 IEK","шт",null,"ГОФРОКОРОБ",1,1,1,29959.4,24966.166666665998,19174.016,15978.346666666666]
[null,"LDKU0-1055-180-5000-K03","PRO Светильник LED ДКУ 1055-180Д 5000К IP65 IEK","шт",null,"ГОФРОКОРОБ",1,1,1,31250,26041.666666665998,20000,16666.666666666668]
[null,"LDKU1-1055-150-5000-K03","PRO Светильник LED ДКУ 1055-150Ш 5000К IP65 IEK","шт",null,"ГОФРОКОРОБ",1,1,1,29959.4,24966.166666665998,19174.016,15978.346666666666]
[null,"LDKU1-1055-180-5000-K03","PRO Светильник LED ДКУ 1055-180Ш 5000К IP65 IEK","шт",null,"ГОФРОКОРОБ",1,1,1,31250,26041.666666665998,20000,16666.666666666668]
["10.10.07.03 Светильники ДКУ 2001 PRO"]
[null,"LDKU0-2001-040-5000-K02","Светильник LED консольный ДКУ Парк 2001-40Д 5000К IP65 IEK","шт",null,"ГОФРОКОРОБ",4,1,1,13129.12,10940.933333333]
[null,"LDKU0-2001-070-3000-K02","Светильник LED консольный ДКУ Парк 2001-70Д 3000К IP65 IEK","шт",null,"ГОФРОКОРОБ",4,1,1,17966.16,14971.8]
[null,"LDKU0-2001-070-5000-K02","Светильник LED консольный ДКУ Парк 2001-70Д 5000К IP65 IEK","шт",null,"ГОФРОКОРОБ",4,1,1,17966.16,14971.8]
[null,"LDKU0-2001-100-5000-K02","Светильник LED консольный ДКУ Парк 2001-100Д 5000К IP65 IEK","шт",null,"ГОФРОКОРОБ",4,1,1,19348.18,16123.483333333001]
["10.10.07.04 Светильники ДКУ 1014 PRO"]
[null,"LT-DKU1-1014-050-50-K02","PRO Светильник LED консольный ДКУ 1014-50Ш 5000К IP65 IEK","шт",null,"ГОФРОКОРОБ",10,1,1,6986.5,5822.0833333330002,4471.3599999999997,3726.1333333333332]
[null,"LT-DKU1-1014-100-50-K02","PRO Светильник LED консольный ДКУ 1014-100Ш 5000К IP65 IEK","шт",null,"ГОФРОКОРОБ",10,1,1,11356.75,9463.9583333329992,7268.32,6056.9333333333334]
[null,"LT-DKU1-1014-150-50-K02","PRO Светильник LED консольный ДКУ 1014-150Ш 5000К IP65 IEK","шт",null,"ГОФРОКОРОБ",5,1,1,20483.78,17069.816666666,13109.619199999999,10924.682666666668]
["10.10.07.05 Светильники ДКУ 1050 PRO"]
[null,"LT-DKU1-1050-0-060-50-K03","PRO Светильник LED ДКУ 1050-60Ш8М 5000К IP66 IEK","шт","Заказная","КОРОБКА/БОКС",1,1,1,30030,25025,19219.2,16016]
[null,"LT-DKU1-1050-0-090-50-K03","PRO Светильник LED ДКУ 1050-90Ш8М 5000К IP66 IEK","шт","Заказная","КОРОБКА/БОКС",1,1,1,41800,34833.333333333001,26752,22293.333333333332]
[null,"LT-DKU1-1050-0-110-50-K03","PRO Светильник LED ДКУ 1050-110Ш8М 5000К IP66 IEK","шт","Заказная","КОРОБКА/БОКС",1,1,1,47300,39416.666666666002,30272,25226.666666666668]
[null,"LT-DKU1-1050-1-060-50-K03","PRO Светильник LED ДКУ 1050-60Ш8М 5000К IP66 рег. кр. IEK","шт","Заказная","КОРОБКА/БОКС",1,1,1,31130,25941.666666665998,19923.2,16602.666666666668]
[null,"LT-DKU1-1050-1-090-50-K03","PRO Светильник LED ДКУ 1050-90Ш8М 5000К IP66 рег. кр. IEK","шт","Заказная","КОРОБКА/БОКС",1,1,1,44000,36666.666666666002,28160,23466.666666666668]
[null,"LT-DKU1-1050-1-110-50-K03","PRO Светильник LED ДКУ 1050-110Ш8М 5000К IP66 рег. кр. IEK","шт","Заказная","КОРОБКА/БОКС",1,1,1,44550,37125,28512,23760]
[null,"LT-DKU1-1050-0-130-50-K03","PRO Светильник LED ДКУ 1050-130Ш8М 5000К IP66 IEK","шт","Заказная","КОРОБКА/БОКС",1,1,1,49500,41250,31680,26400]
[null,"LT-DKU1-1050-0-160-50-K03","PRO Светильник LED ДКУ 1050-160Ш8М 5000К IP66 IEK","шт","Заказная","КОРОБКА/БОКС",1,1,1,59950,49958.333333333001,38368,31973.333333333332]
[null,"LT-DKU1-1050-0-190-50-K03","PRO Светильник LED ДКУ 1050-190Ш8М 5000К IP66 IEK","шт","Заказная","КОРОБКА/БОКС",1,1,1,70950,59125,45408,37840]
[null,"LT-DKU1-1050-0-230-50-K03","PRO Светильник LED ДКУ 1050-230Ш8М 5000К IP66 IEK","шт","Заказная","КОРОБКА/БОКС",1,1,1,73700,61416.666666666002,47168,39306.666666666664]
[null,"LT-DKU1-1050-1-130-50-K03","PRO Светильник LED ДКУ 1050-130Ш8М 5000К IP66 рег. кр. IEK","шт","Заказная","КОРОБКА/БОКС",1,1,1,46200,38500,29568,24640]
[null,"LT-DKU1-1050-1-160-50-K03","PRO Светильник LED ДКУ 1050-160Ш8М 5000К IP66 рег. кр. IEK","шт","Заказная","КОРОБКА/БОКС",1,1,1,62700,52250,40128,33440]
[null,"LT-DKU1-1050-1-190-50-K03","PRO Светильник LED ДКУ 1050-190Ш8М 5000К IP66 рег. кр. IEK","шт","Заказная","КОРОБКА/БОКС",1,1,1,68750,57291.666666666002,44000,36666.666666666664]
[null,"LT-DKU1-1050-1-230-50-K03","PRO Светильник LED ДКУ 1050-230Ш8М 5000К IP66 рег. кр. IEK","шт","Заказная","КОРОБКА/БОКС",1,1,1,70950,59125,45408,37840]
[null,"LT-DKU1-1050-0-060-40-K03","PRO Светильник LED ДКУ 1050-60Ш8М 4000К IP66 IEK","шт","Заказная","КОРОБКА/БОКС",1,1,1,30030,25025,19219.2,16016]
["10.10.08 Аварийное освещение PRO"]
["10.10.08.01 Светильники аварийные ДПА PRO"]
[null,"LDPA3-3000-3-20-K01","Светильник аварийный ДПА 3000 пост/непост. 3ч IP20 IEK","шт",null,"ГОФРОКОРОБ",15,1,1,7184.34,5986.95,4597.9776000000002,3831.6480000000001]
[null,"LDPA4-5000-3-65-K01","Светильник аварийный ДПА 5000-3 пост. 3ч IP65 с УДТУ IEK","шт",null,"ГОФРОКОРОБ",10,1,1,17560.580000000002,14633.816666666,11238.771199999999,9365.6426666666666]
[null,"LDPA4-5042-3-65-K01","Светильник аварийный ДПА 5044-3 унив. 3ч IP65 с УДТУ IEK","шт",null,"ГОФРОКОРОБ",10,1,1,12700.52,10583.766666666001,8128.3328000000001,6773.6106666666665]
[null,"LDPA1-5030-3-20-K01","Светильник авар. ДПА 5032-3 пост. 10-24/220В 3ч IP20 IEK","шт",null,"ГОФРОКОРОБ",10,1,1,5176.7299999999996,4313.9416666659999,3313.1071999999999,2760.9226666666668]
[null,"LDPA1-5040-3-54-K01","Светильник авар. ДПА 5043-3 пост. 10-24/220В 3ч IP54 IEK","шт",null,"ГОФРОКОРОБ",10,1,1,7568.44,6307.033333333,4843.8015999999998,4036.5013333333332]
[null,"LDPA2-2101-20-00-K01","Светильник авар. ДПА 2101-С без акб 24/220В IP20 IEK","шт",null,"ГОФРОКОРОБ",24,1,1,2537.5,2114.5833333330002,1624,1353.3333333333333]
[null,"LDPA2-2101-65-00-K01","Светильник авар. ДПА 2105-С центр. пит. 24/220В IP65 IEK","шт",null,"ГОФРОКОРОБ",24,1,1,2925,2437.5,1872,1560]
[null,"LDPA2-2104-20-00-K01","Светильник авар. ДПА 2104-С центр. пит. 24/220В IP20 IEK","шт",null,"ГОФРОКОРОБ",10,1,1,2931.76,2443.1333333329999,1876.3263999999999,1563.6053333333334]
["10.10.08.02 Светильники эвакуационные ССА PRO"]
[null,"LSSA0-3001-3-20-K03","Светильник эвак. ССА3001 встраив. 3ч 3Вт двуст. IEK","шт",null,"ГОФРОКОРОБ",10,1,1,8125.27,6771.0583333329996,5200.1728000000003,4333.4773333333333]
[null,"LSSA0-3002-3-20-K03","Светильник эвак. ССА3002 подвес. 3ч 3Вт двуст. IEK","шт",null,"ГОФРОКОРОБ",10,1,1,9682,8068.3333333330002,6196.48,5163.7333333333336]
[null,"LSSA1-1100-3-20-K01","Светильник эвак. ССА1100 3ч 2Вт двуст. с УДТУ IEK","шт",null,"ГОФРОКОРОБ",20,1,1,7291.54,6076.283333333,4666.5856000000003,3888.8213333333333]
[null,"LSSA0-5043-1-65-K03","Светильник авар. ССА 5043-1 1ч универ. IP65 IEK","шт",null,"КОРОБКА/БОКС",4,1,1,9289.94,7741.6166666660001,5945.5616,4954.6346666666668]
[null,"LSSA0-5043-3-65-K03","Светильник авар. ССА 5043-3 3ч универ. IP65 IEK","шт",null,"КОРОБКА/БОКС",4,1,1,9648.7000000000007,8040.5833333330002,6175.1679999999997,5145.9733333333334]

{"sheet":"Акция","index":1,"n_rows":5,"n_cols":3,"rows_kept":5,"cut":false,"hidden":false,"merged":[[2,0,2,2]]}
[]
[]
["Перечень и стоимость продукции IEK®, участвующей в акциях. "]
[]
["Артикул","Наименование","Базовая цена в период акции, вкл. НДС, руб."]